## SBA
Appendix A ( Price List) Price will be including vat & tax Unit will be pair /piece/set based on the product type
Item List for P & O Framework agreement
SL | Items Name | Description of Goods/Items (detail technical specification) | Unit | Items Pictures | Unit Price ( Including Vat & Tax) | Remarks
1 | Treatment table | (spec: Backrest : Adjustable; Frame material : Metal; Foldable (transportable) : No; Cover material : PVC; Height adjustable (mechanic) : - extra: constructed of composite board frames, beech wood legs and spongy cushion covered by PVC leather. Table Unfold Size: 83.9 x 32.3 x 25.2-33.7 inches (L x W x H), Folding Size: 36.4 x 23.6 x 7.3 inches (L x W x H), Headrest Size: 11 x 10.4 x 2.8 inches (L x W x H), Armrest Size: 13.8 x 4.3 x 2 inches (L x W x H), The Thickness of Sponge: 2 inches)) | pc
2 | Orthotic knee joint | (spec: Type of lock : drop lock; Side : Left; Size : Child; Material : Steel;Thikness could be 3mm & 4mm Width (mm) : 16mm - extra: Orthotic knee joint (spec: Type of lock : drop lock, Side : Left, Size : Child, Material : aluminium, Width (mm) : will inform later, - extra: Drop lock KAFO joint It is used for the assembly of knee orthosis or knee ankle foot orthosis, controlling knee joint hyperextension and flexion, improving knee joint support stability, etc. | pc
3 | Ankle orthotic joint | (spec: Size : child; Material : plastic Titanium; Instrinsic spec. : This joint allows flat iron to be used for the manufacture of the uprights. - extra: Ankle orthotic joint (spec: Size : Child, Material : Tamarak, This joint allows flat iron to be used for the manufacture of the uprights. - extra: Tamarak Ankle joint (Child) For ankle movement allowing purpose use it)) | pc
4 | Ears protector | (spec: Type : Noise reduction headphone; Use : Noise reduction - extra: protection from machine sound)prevent hearing damage in noisy environments. Conforms to safety standards. | pc
5 | Pipe cutter | (spec: - extra: Pipe cutter (spec: - extra: Heavy duty pipe cutter for steel pipes) Fast, clean pipe cutting. Extra-long shank protects adjustment threads, while an extra-large handle is provided for quick, easy adjustment. Can be converted to 3-wheel cutter by replacing rollers with cutter wheel. The 2A and 4S models can be ordered as a 3-wheel model for use in areas where a complete turn is not possible. Second handle on 3-S, 4-S and 6-S models makes two-man leverage possible on large pipe sizes. extra-long shank that protects adjustment threads. Clean pipe cutting by hand or power)Preparable band:Tolsen/Ridgid/Makita/Equilivalent | pc
6 | Laser light | - Other accessories and equipment consumables (spec: Description : - extra: (spec: Description : LASER level and 2 D Quigo, )with stand .Changeable battery)Material: PVC Colour : Green,Batery:2AAA,Voltage:1.5 V,Measurement accuracy:10m,Power source:battery Product dimensions :6.5L x 6.5W centimetres Style + Clamp Prefarable:/Bosch | pc
7 | Open end wrench | (spec: Size : 6-32 mm - extra: - Open end wrench (spec: Size : 6-32mm, - extra: WRENCH OPEN END SET (12 pieces from 6 to 32mm) 1 kit have 12 pcs Both ends can use. Incredible strength and corrosion resistance. Smooth griping) | kit Per kit = 12 pc
8 | Hot air gun | Other equipment for orthopaedic centre (spec: Description : - extra: (spec: Description : Heat Gun/ HOT AIR Gun, ))1600 W, Working temp. 300-500 DC, Air flow 240-450 L/min,,weight:0.52 kg Prefarable Band:BOSCH/Makita or similar | pc
9 | Hexagon wrench | (spec: Size : 1.5-10 mm - extra: - Hexagon wrench (spec: Size : 1.5 to 10mm, - extra: Allen key set)) Prefarable band:Tolsen/Screwflix or similar | kit kit = 13 pc
10 | Sewing machine | G04588 - Other equipment for orthopaedic centreSpecifications: Product Type : Sewing Machine Color : White and Blue Needle Threader : DB×1 11-18 Stitch Length Control : 5 Knee Lifter : 5-13 Weight : 150 Kilograms or so Dimensions : 24.8 x 55 x 64.5 Centimeters Material : Iron Power Source : Corded Electric Sewing Speed : 5000 rpm Brand: Jack or similar | pc
11 | Bending Iron | (spec: Material : Iron ; Opening sizes : 6-8 mm - extra: (spec: Material : Stell, Opening sizes : 6-8 mm , - extra: CONTOURING INSTRUMENT, square beak, 6+8 mm,250mm) | pc
12 | Bending Iron | (spec: Material : Iron ; Opening sizes : 4-6 mm - extra: (spec: Material : Stell, Opening sizes : 4-6 mm , - extra: CONTOURING INSTRUMENT, square beak, 4+6mm,250mm) | pc
13 | Electric Ketlli | (spec: Mechanical controls : ; Capacity (L) : 1.8; & 2.1 L Combine with a spatula : ; Combine with a heated tray liner : Yes - extra: Electric Kettli.Durable ss housing.Boil whatever you need water, tea, coffee. The stainless steel facet). Brand :Walton/Nova/vision or similar | pc
14 | Screwdriver | (spec: Pin : Phillips; Size : 200mm; Length : Long; Handle : Plastic - extra: Screwdriver (spec: Pin : Philip/Star, Size : 200mm, Length : , Handle : Plastic, ))Prefarable band:Milwaukee/Tolsen or similar | pc
15 | Screwdriver | (spec: Pin : Phillips; Size : 100mm; Length : Short; Handle : Plastic - extra: Screwdriver (spec: Pin : Philip/star, Size : 100mm, Length : , Handle : Plastic, ))Prefarable band:Milwaukee/Tolsen or similar | pc
16 | Screwdriver | (spec: Pin : Flat; Size : 100mm; Length : Short; Handle : Plastic - extra: Screwdriver (spec: Pin : Star, Size : 100mm, Length : , Handle : Plastic, ))Prefarable band:Milwaukee/Tolsen or similar | pc
17 | Screwdriver | (spec: Pin : Flat; Size : 200mm; Length : Long; Handle : Plastic - extra: Screwdriver (spec: Pin : Star, Size : 200mm, Length : , Handle : Plastic, ))Prefarable band:Milwaukee/Tolsen or similar | pc
18 | Blade for cutter | (spec: Size :Small size 9 mm ,Large 18mm - extra: Blade for anti cutter) | pc
19 | Cutter | (spec: Size : Small size 9 mm,Large 18mm; Material : Plastic - extra: Knife /Anti cutter frame) | pc
20 | Square | (spec: - extra: Square L shape) | pc
21 | Spirit level | Spirit level or bubble level is a tool used to determine whether the measured surface is horizontal or vertical (spec: Length : 40cm - extra: Water level) Prefarable band:Ingco/Stanley | pc
22 | Blade for hacksaw | (spec: Size : 12''; Use : for Heckshaw blade) | pc
23 | Saw - hacksaw | A hacksaw is a fine-toothed saw, originally and mainly made for cutting metal. The equivalent saw for cutting wood is usually called a bow saw. Typical full-size hacksaw frame, with 12" blade. Most hacksaws are hand saws with a C-shaped walking frame that holds a blade under tension. (spec: Length : 15cm - extra: Heckshaw frame)Prefarable band:Tolsen/stanly or similar | pc
24 | Combination plier | bending and cutting through tough metal wire and electrical cables (spec: Size : ; Insulated : Yes - extra: Plier Long nose)Prefarable band:INGCO/Tolsen/Stanley or simailar | pc
25 | Vice plier | (spec: Size : - extra: plier lock grip)Prefarable band:INGCO/Tolsen/Stanley or similar | pc
26 | Cutting plier | (spec: Size : Medium <40cm; Insulated : Yes - extra: For cutting nail screw)Prefarable band:INGCO/Tolsen/Stanley or similar | pc
27 | Hammer | (spec: Type : Carpenter; Nail claw : Yes; Handle : Wood - extra: Hammer (spec: Type : Mecanician, Nail claw : , Handle : Wood, Size- extra:200,300 & 500 gm)) prefarable Band:Stanley/Harden or similar | pc
28 | Scissors | (spec: Size : 10'' - extra: spec: - extra: CASTING SCISSOR FOR PLASTER (made of SS))Prefarable Band:Medline/medema or similar | pc
29 | Calliper gauge | Vernier Calliper is a precision measuring instrument used to measure the internal and external dimensions of an object. It consists of two main parts: A Fixed Jaw. A Movable Jaw. (spec: - extra: Calliper gauge (spec: - extra: Vernier Caliper GAUGE,8'')) | pc
30 | Scissors | (spec: Size : 10'' - extra: Scissors (spec: Size : 10'', - extra: SCISSOR , trimming tailoring)metal) | pc
31 | Oscillating saw blade | (spec: - extra: Oscillating saw blade) | pc
32 | Other tooling(Hole Punch) | (spec: Description : (spec Description HOLE PUNCH 3mm, - extra HOLE PUNCH, - extra: 3 mm & 4 mm) | pc
33 | Welding Iron | (spec: - extra: Welding Iron (spec: - extra: Generally named Tatal High Quality) Electrical 150W,220 volt Curved nozzle,)Prefarable band:DZK or similar | pc
34 | Shoemaker’s anvil with three arms(Tripod) | (spec: Material : Metal; Size : 14.5 CM; Weight : 2.2 kg - extra: Massiv galvanised 2.2 kg, anti-corrosion protection. Length:14.5cm - Height:17cm -Width:11.5cm ( - extra: TRIPOD, for shoes, shoes maker tool)) | pc
35 | Oscillating saw | (spec: Power (V) : 18; Cordeless : Yes - extra: 1.5A Oscillating Multi Tool, 3 Degree Oscillating Angle with 3 Pieces Saw Blades, 1 Piece Semi Circle Blade Sanding Plate, 6 Pieces Sanding Papers for Sanding, Grinding plaster & cast cutter saw)Prefarable Band: Makita/BOSCH or similar | pc
36 | Jigsaw | (spec: Power (V) : 220v; Cordless : Yes - extra: Electric saw which uses a reciprocating blade to cut irregular curves, such as stenciled designs, in wood, metal, or other materials. Battery-powered jigsaw (cordless) Powered jigsaw 220V) Prefarable Band;Makita/BOSCH or similar | pc
37 | Hammer drill | (spec: Cordless : Yes; Power : 800W - extra: Voltage:220240V~50/60Hz Input power:800W No-load speed:0-1100rpm heavy drill purpose will be used Impact rate:0-4000bpm Impact energy:2.5J Max. drilling capacity: Concrete:26mm Steel:13mm Wood:30mm SDS plus chuck system Weight: 3.85 KG) Prefarable band: Makita/BOSCH/Boray OR SIMILAR | Pc
38 | Eyelet holder with pendulum | (spec: - extra: - Eyelet holder with pendulum (spec: - extra: metal Body for rivet the press button) handle is smooth to grip & strong. Easy to press rivet. Metal body) same as like attached picture | pc
39 | Combined sanding & grinding machine | (spec: Electricity supply (in Volt) : 220V - extra: Combined sanding machine.Press drill machine (spec: Electricity supply (in Volt) : 220V, - extra: Bench Grinding Machine with stand (Sanding) Special notes: one side conical sandings tools need to attached for sanding cone use purpose 2HP , one side rough & another side smooth conical sanding cone will be attached & changeable cone Chopper modified) Grinding machine with metal standing frame) (comments: Conical sandings tools will be attached one side) Prefarable:Makita/INGCO/Tolsen/BSCH or similar | pc
40 | Bench vice | G04589 - Other materials (Description : Cast Steel Bench Vise - extra: Cast Steel Bench Vise spec: Heavy Duty, Size: 20 Inch Materials:PE, Featurerobust cast steel Duly hardened and knurled jaw, 360° swivel base, Equipped with anvil and pipe jaw Finished with quality wrinkle green paint Please see the attached Picture) | pc
41 | Anvil | (spec: Weight : 20; Number of skids : 2) | pc
42 | Press Bench drilling machine | Input power: 750W • Voltage: 230V • Frequency: 50Hz • No load speed: 180~2770RPM • 16 spindle speeds • Spindle travel: 80mm • Spindle Taper: MT2 • Chuck capacity: 16mm • Table diameter: Ø290mm • Table tilt: 45° left and right • Base size: 460x270mm • Max. distance from spindle end to • surface of table: 725mm • Net weight:55Kgs • Machine height:1580mm Prefarable:Makita/INGCO/Tolsen or similar | pc
43 | Thinner | (spec: Use : Cleaning marker ink - extra: for cleaning purpose) | l
44 | Glue | (spec: Use : foam & velcro - extra: (spec: Use : PVC, - extra: L Glue Tin for attachment soft pading velcro in orfit.Each container contain 5 litre.It canvary as per P&O requirement National Solution)) Band:National glue/Swan/diamond or similar | 5 L
45 | Spare rubber strips(Rubber sole) | (spec: - extra: 9 - Spare rubber strips (spec: - extra: Rubber Sole Thickness 4 MM size : 4 feet /5 feet)) | pc
46 | Abrasive paper sheet | (spec: Grain : Medium; Dimension : A4 size - extra: spec: Grain : Medium, Dimension : Sand paper, - extra: Sandpaper Waterproof Abrasive Paper Sand paper) | pc
47 | Velcro | (spec: Type : ; Width : ; Length : ; Color : - extra: (spec: Type : Nylon Belt, Width : 1.5 INCH, Length : , Color : , - extra: Nylon Belt 1.5 inch Large roll)) | roll
48 | Velcro | (spec: Type : ; Width : 1 Inch; Length : ; Color : Black - extra: (spec: Type : Nylon Belt, Width : 1 INCH, Length : , Color : , - extra: Nylon Belt 1 inch Large roll)) | roll
49 | Strap - Hoop - Loop | (spec: Rigid : ; Material : ; Elastic : ; With hoop and loop : - extra: (spec: Rigid : , Material : Fabric, Elastic : Yes, With hoop and loop : Yes, - extra: Hook & Loop 1.5 inch Like as 1.5 inch Velcro but will have elasticity)) | roll
50 | Strap - Hoop - Loop | G03965 - Strap - Hoop - Loop (spec: Rigid : ; Material : ; Elastic : ; With hoop and loop : - extra: (spec: Rigid : , Material : Fabric, Elastic : Yes, With hoop and loop : Yes, - extra: Hook & Loop 1 inch Like as 1 inch Velcro but will have elasticity)) | roll
51 | D-ring | G04588 - Other equipment for orthopaedic centre (spec: Description : - extra: (spec: Description : D-Ring, - extra: D-Ring 2 inch 500 pieces in one pack/kit)) | Kit Kit= 500 pc
52 | D-ring | G04588 - Other equipment for orthopaedic centre (spec: Description : D-ring - extra: (spec: Description : D-Ring, - extra: D-Ring 1.5 inch 500 pieces in one pack/kit)) | Kit Kit= 500 pc
53 | EVA foam | (spec: Thickness : 12 mm - extra: - EVA foam (spec: Thickness : 12 mm, - extra: Color: Black) | pc
54 | EVA foam | G03961 - EVA foam (spec: Thickness : 6mm - extra: - EVA foam brown colour (spec: Thickness : 3 mm, - extra: Color: yellow) size 4 feet/5 feet | pc
55 | EVA foam | G03961 - EVA foam (spec: Thickness : 3mm - extra: - EVA foam (spec: Thickness : 3 mm, - extra: Color: yellow) Colour :Yellow size
56 | EVA foam | G03961 - EVA foam (spec: Thickness : 1.5mm - extra: - EVA foam (spec: Thickness : 1.5mm, - extra: Color: Blue) Size :4/5 feet | pc
57 | Imitation leather | (spec: Thickness : 5mm; Color : Black - extra: Imitation leather (spec: Thickness : 5mm, Color : Black, - extra: Size : 4 feet/5 feet)) | pc
58 | Screw - Stud | (spec: Size : 1.5 inch; Material : Stainless steel - extra: - Screw - Stud (spec: Size : 1.5inch, Material : Stainless steel , - extra: Screw Nut with bolt washer-1.5'' and washer For KAFO side bar attachment with PP Sheet 1 pack/kit contain 200 pieces)) | pack per pack = 200 pc
59 | Sewing button | (spec: Size : ; Material : steel; Color : white - extra: Sewing button (spec: Size : Medium, Material : Metal, Color : , - extra: Press Button for straps 0ne pack contains 500 pieces) | Pack Per Pack = 500 pc
60 | Cosmetic sock | (spec: Type : BK; Color : white; Material : Fabrics - extra: Cosmetic sock (spec: Type : BK, Color : White, Material : Fabric, - extra: Stockinette 7.5 cm) 1 roll have 5 pound 1 kit =5 pound) | roll Per Roll = 5 pound
61 | Cosmetic sock | (spec: Type : BK; Color : white; Material : Fabrics - extra: Cosmetic sock (spec: Type : BK, Color : White, Material : Fabric, - extra: Stockinette 5 cm) 1 roll=5 pound | roll Per Roll = 5 pound
62 | Thermoformable plastics low temperature | (spec: Perforation : Yes; Color : Color White - extra: Thermoformable plastics low temperature (spec: Perforation : Size :3 feet/4 feet, Color : , - extra: Orfit Thermoplastic-2.4 mm) no need oven to melt Prefarable band:Beijing jinbo this.only boiling in the water we prepare orthosis.) | pc
63 | Thermoformable plastics low temperature | (spec: Perforation : Yes; Color : Color White - extra: Orfit Thermoplastic-3.2 mm 3 feet / 4 feet It melts by using boil water.it couldn’t melt by using oven. Use for orthosis production through boil water) Brand : beijing Jinbo or similar | pc
64 | Sewing thread roll | (spec: Diameter : ; Material : thread; Color : Black - extra: - Sewing thread roll (spec: Diameter: , Material : Fabric, Color : black, - extra: Large Size & strong) | pc
65 | Apron protection | (spec: Material : Fabrics; Reusable : yes - extra: (spec: Material : Fabric cloth, Reusable : yes, - extra: Pure Cotton with 2 pocket front side Size : XL)) | pc
66 | Protective goggles | (spec: Use : safety purpose - extra: Protective goggles (spec: Use : P&O workshop, Thick & durable frame. Flexibility offers. Cosmetically good appearance) | pc
67 | Towel | (spec: Size : Medium <100x50cm/ Material : Pure cotton/ Color : Blueextra: hand cleaning & dry after hand wash.good quality) | pc
68 | Drill bit | (spec: Use : metal dril purpose 3mm,3.5mm.4mm,4.5mm,5 mm/ Diameter : 3extra: Suitable for a variety of metals, including steel. each pack have 10 pcs) | pack Per pack = 10 pc
69 | Plastic food container | (spec: Size : 52 X 33.8 X 27 cmextra: Plastic food container(Size : 52 X 33.8 X 27 cm (LXWXH)Inch - extra: Cargo Box(spec:Dimension: 52 X 33.8 X 27 cm (LXWXH)Inch, Material: Poly Propylene, extra: Brand: Like RFL Houseware or similar , Best Production quality)) | pc
70 | Plaster of Paris powder | (spec: Weight : 25 kgextra: Plaster of Paris powder(Weight : - extra: Plaster of Paris powder(spec: Weight : 25 Kg= 1 Bag - extra: Plaster of Paris(POP) Powder, (size:1bag have=25kg POP powder, material white, BK-75)))) | Bag Bag of 25 kg
71 | G00486 - Anti rust bottle | (spec: Form : Sprayextra: - Anti rust bottle(Form : Spray - extra: Anti rust bottleWD 40 Spray ( Spec: liquid spray, rust remover for metal use)))) | pc
72 | Flat with Handle blade for ''SURFORM'' file | G03996 - Flat spare blade for ''SURFORM'' file ( - extra: Surform flat Surform (Flat with Handle) POP cutting tools. Must be needed to sample check by P&O at Ukhiya Office) | Pcs
73 | Flat spare blade(Surform) | SURFORM'' file (spec: / extra: SPARE BLADE STANDARD SURFORM 255MM X 42MM Flat spare blade for ''SURFORM'' file( - extra: Surform flatSurform (Flat with Handle)POP cutting tools) | pc
74 | Half round spare blade ''SURFORM'' | (spec: / extra: Half round blade 250mm For fast removal of plaster, wood, etc., and for filing curved surfaces Fits Surform 255mm modelsHalf round spare blade ''SURFORM''( - extra: Half round spare blade ''SURFORM''Without handle)) | pc
75 | Surform round file | (spec: / extra: Surform round file( - extra: Surform round file(spec: - extra: Without handle))) | pc
76 | Dermographic pencil | (spec: Color : Blueextra: Dermographic pencil(Color : Blue - extra: Indebale Pencil for casting, Material : wood, document-proof colored pencil of the highest qualitybreak-proof by special glueing, water-) | pc
77 | Other medical equipment/Bed sheet cover for treatment table | (spec: Description : Treatment Table bed sheet extra: bed sheet for treatment table sheet protector. Size wide 4 feet & Length 7 feet) | pc
78 | Pillow | (spec: Material : Fabrics Cotton/ Dimension : 24"x18"extra: Pillow(Material : Inner fabrics composite possessed cotton Outer fabrics Cot; Dimension : 24"x18" - extra: Inner fabrics: composite possessed cottonOuter fabrics: Cotton (imported)Healthy, comfortable, washable, soft, perfect size, beautifully designed coverDimension: 24"x18"Color: White (as per given picture))) | pc
79 | Pipe - galvanised | (spec: Length : 20 feet/ Internal diameter : 1"/ Finition : Not Threaded/ End : Male-Male/ Nominal pressure : 10barsextra: Pipe - galvanised(Length : N/A; Internal diameter : N/A; Finition : N/A; End : N/A; Nominal pressure : - extra: Pipe - galvanised(spec: Length : 20 feet each pipe . Internal diameter : 1"; Finition : Not Threaded; End : not; Nominal pressure : 10bars - extra: Hot dipped galvanized round steel pipe/gi pipe pre galvanized steel.Each pipe 20 feet. | PC Pc = 20 Ft
80 | Sanding sleeve | (spec: Grit : 60 extra: roll) | roll
81 | Plaster moulding spatula | "double end" (spec: / extra: Plaster moulding spatula "double end") | pc
82 | Other equipment for orthopaedic centre | (spec: Description : (spec Description PLASTER MOULDING TOOL box, - extra 4extra: (spec: Description : PLASTER MOULDING TOOL box, - extra: 4 piece in one set) Plaster removal from cast mould) | set
83 | Calliper gauge | (spec: / extra: Calliper gauge (spec: - extra: Vernier Caliper GAUGE,24'') with plastic handle big one) | pc
84 | Plaster mixing bowl | (spec: / extra: Plaster mixing bowl( - extra: " Plaster mixing bowl( Plaster Mixing Bowl Flexible (Rubber)) | pc
85 | Nail (weight) | (spec: Use : shoe nail 1.5 inch/ Size : 1extra: Nail (weight)(Use : usally use for shoe; Size : 1.5 - extra: Shoe Nail: length 1.5 inch, use : usally use for shoe, Color: Black each box weight 375 g) | box Per Box = 375gm
86 | Food stretch film roll | (spec: / extra: Food stretch film roll( - extra: Plastic Wrapping Roll (spec: Cling wrape, Size: 60 Meter Materials:PE, Feature:Moisture Proof, anti-fog,tasteless,Length:20m-5000m, Width:200mm-1500mm),Please see the attached Picture))1 pack have 1 roll.Wraping beneficiary leg for casting | roll
87 | Wheelwright's plane | (spec: Blade size : 250 mmextra: Wheelwright's plane (spec: Blade size : Knife 250 MM, - extra: both side 2 wooden handle)) | pcs
88 | Plaster of paris bandage | (Size:15 cm x 3m) Instrinsic spec. : Normal standard - with plaster of paris soaked in 25°C water, plaster sets within 150 seconds.Material fine knit cotton gauze embedded with plaster of paris.Bandage roll in sealed packaging, especially in wet areas. - extra: Plaster of paris - roll(spec: ; Instrinsic spec. : Normal standard - with plaster of paris soaked in 25°Cwater, plaster sets within 150 seconds.)Prefarble band:Flemingo/Gypsona or similar | pc
89 | Plaster of paris bandage | (Size:10cm x 3m)roll Instrinsic spec. : Normal standard - with plaster of paris soaked in 25°C water, plaster sets within 150 seconds.Material fine knit cotton gauze embedded with plaster of paris.Bandage roll in sealed packaging, especially in wet areas. - extra: Plaster of paris - roll. Instrinsic spec. : Normal standard - with plaster of paris soaked in 25°Cwater, plaster sets within 150 seconds.) | pc
90 | Bench drilling machine(Press dril) | (spec: Electricity supply (in Volt) : 220V - extra: Stand bench Drill Machine, Motorised Standing Bench Drill Machine, Power Tools Purpose:heavy drilling purpose use into Stainless Steel and thick metal to hole. HSS high speed drill can be used with these machines. Size 16mm T type 50HZ,single phase) | pc
91 | other external use drug | (Molecule(s) : Nebanol Powder (5 mg+250 IU)/gm, Dosage : External Use , Form : Powder, Capacity : , ) | pc
92 | Talc powder | 100 ml bottle | pc
93 | Head cap | - Other equipment for orthopaedic centre (spec: Description : Head Cap, - extra: Protective hair cap) | pack per pack = 100 pc
94 | Glue pot | - Other equipment for orthopaedic centre (spec: Description : Glue pot with brush, - extra: Glue keeping pot | pc
95 | Sewing measuring tape | (spec: - extra: measurement tape)5 feet length | pc
96 | Measuring tape | (Length : 5m; Type : Steel Tape - extra: Measuring Tape 5.0m Steel Tape (spec: Measuring Tape, Size: 5 Meter or 16 Feet, Materials: Heavy Materials-stainless steel, Unbreakable, Long-Lasting Easy carry, Durable, Self Lock, Easy to use)) | Pcs
97 | Sewing needle | G00903 - Sewing needle (Size : 16 - extra: Sewing machine niddle Model: Jack, F4, Material : stainless steel, standard Size & strong) Niddle size: 16) | Pcs
98 | Ruler | G00220 - Ruler (Length : 2 feet; Material : Metal - extra: Ruler (spec: Length : 2 feet; Material : Metal)" ) | Pcs
99 | Metallic brush | G00539 - Metallic brush (Use : for pop removing - extra: Plastic Handle Steel Wire Brush (spec: for pop removing, Material : wood/plastics with galvanized steel wire nails and good quality) L-290mm, W-30mm, H-15mm) | Pcs
100 | Goniometer Clear Plastic | G03526 – Goniometer Clear Plastic, Double arm As seen as picture Brand : Beijing Jingbo or similar | Pcs
101 | Hole puncher | G03919 - Hole puncher 6-hole sizes- 2.5,3,3.5,4,4.5&5mm Ideal for making holes in belts, gaskets, leather, canvas & soft plastics, heavy duty revolving hole punch, hole punch pliers with 6 different punch sizes plastic coated handle. Made in China. | Pcs
102 | Rivet | G04840 - Rivet (Material : N/A; Diameter (mm) : N/A; Lenght (mm) : N/A - extra: Rivet (spec: Material : Copper; Diameter (mm) : Head-6mm; Lenght (mm) : 3 mm - extra: Materials: Copper Size-3mm, Head dia-6mm, Head shape: Flat, round)) | Pcs
103 | Sandles | (spec: Use : P&O beneficiary orthosis use/ Size : extra: Shoes pair Uses for Beneficiary of Orthosis device user, Size: 7,8,9,10 (Adult), Shoe Design - Sandal 3 belt use for men, with Velcro, opening of front side, hill height 1-1.5 cm, Materials- Rubber sole, fabric’s & artificial leather etc.Bata/Apex All shoes/sandle prefarable band:Bata/Apex or similar | Pair
104 | Sandles | (spec: Use : P&O beneficiary orthosis use/ Size : 40extra: Shoes pair Uses for Beneficiary of Orthosis device user, Size: (Adult), Shoe Design - Sandal 3 belt use for men, with Velcro, opening of front side, hill height 1-1.5 cm, Materials- Rubber sole, fabric’s & artificial leather etc. Made in Bata/Apex or similar | Pair
105 | Sandles | (spec: Use : P&O beneficiary orthosis use/ Size : 42extra: Shoes pair Uses for Beneficiary of Orthosis device user, Size: 8 (Adult), Shoe Design - Sandal 3 belt use for men, with Velcro, opening of front side, hill height 1-1.5 cm, Materials- Rubber sole, fabric’s & artificial leather etc. Made in Bata/Apex or similar | Pair
106 | Sandles | (Use : Uses for Beneficiary (Orthosis device user); Size : 4 (Adult) - extra: Shoe: Design -Sandel 3 belt use for men, hill hight 1-1.5 cm , Size: 4 (Adult)) | Pair
107 | Sandles | (Use : Uses for Beneficiary (Orthosis device user); Size : 5 (Adult) - extra: Shoe: Design -Sandel 3 belt use for men, hill hight 1-1.5 cm,Size: 5 (Adult)) | Pair
108 | Sandles | (Use : Uses for Beneficiary (Orthosis device user); Size : 6 (Adult) - extra: Shoe: Design -Sandel 3 belt use for men, hill hight 1-1.5 cm, Size: 6 (Adult)) | Pair
109 | Sandles | (Use : Uses for Beneficiary (Orthosis device user); Size : 7 (Adult) - extra: Shoe: Design -Sandel 3 belt use for men, hill hight 1-1.5 cm,Size: 7 (Adult)) | Pair
110 | Sandles | (Use : Uses for Beneficiary (Orthosis device user); Size : 8 (Adult) - extra: Shoe: Design -Sandel 3 belt use for men, hill hight 1-1.5 cm,Size: 8 (Adult)) | Pair
111 | Sandles | (spec: Use : Uses for Beneficiary (Orthosis device user); Size : 3 (Adult) - extra: Shoe: Design -Sandel 3 belt use for men, hill hight 1-1.5 cm Size: 3 (Adult)) (comments: Must be needed to sample check by P&O at Ukhiya Office) | Pair
112 | Sandles | spec: Use : P&O beneficiary orthosis use/ Size : extra: Shoes pair Uses for Beneficiary of Orthosis device user, Size: 2,3,4,5,6(Child), Shoe Design - Sandal 3 belt use for men, with Velcro, opening of front side, hill height 1-1.5 cm, Materials- Rubber sole, fabrics & artificial leather, etc. | Pair
113 | Shoes pair | (spec: Use : NA/ Size : CH 13 extra: Sandel 3 belt, use for men.Heel height 6-9mm, use for Beneficiary. Orthosis device user. Brand : BATA or similar size 20 cm (Inside)) | Pair
114 | Shoes pair | (spec: Use: NA/ Size : 2extra: Sandel 3 belt, use for men. Heel height 6-9mm , use for Beneficiary. Orthosis device user. size 21.7 cm(Inside)) Brand : Bata or similar | Pair
115 | Shoes pair | (spec: Use : NA/ Size : 5extra: Sandel 3 belt, use for men. Heel height 6-9mm ,use for Beneficiary. Orthosis device user. Size 24.5 cm (inside)) | Pair
116 | Shoes pair | (spec: Use : Uses for Beneficiary (Orthosis device user)/ Size : Size Child-04extra: Uses for Beneficiary (Orthosis device user)/ Size : Size Child-04 extra: Design -Sandel 3 adjustable belt, use for men, hill Hight 1-1.5 cm, Pair of 2 pc) Need to sample check) | Pair
117 | Shoes pair | (spec: Use : Uses for Beneficiary (Orthosis device user)/ Size : Size Child-03extra: Uses for Beneficiary (Orthosis device user)/ Size : Size Child-03 extra: Design -Sandel 3 adjustable belt, use for men, hill Hight 1-1.5 cm, Pair of 2 pc) Need to sample check) | Pair
118 | Shoes pair | (spec: Use : Uses for Beneficiary (Orthosis device user)/ Size : Size Child-02extra: Uses for Beneficiary (Orthosis device user)/ Size : Size Child-02 extra: Design -Sandel 3 adjustable belt, use for men, hill Hight 1-1.5 cm, Pair of 2 pc) Need to sample check) | Pair
119 | Shoes pair | (spec: Use : Shoes pair Uses for Beneficiary of Orthosis device user/ Size : 2 size for little child of 1-2 yearextra: 2 size for little child of 1-2 year.10 pair sandles)Bata/apex or similar | Pair
120 | Shoes pair | (spec: Use : Beneficiary of Orthosis devics/ Size : 37extra: Shoes pair Uses for Beneficiary of Orthosis device user; Size: 4 (Child), Design -Sandal 3 belt, use for men, hill Height 8-15 mm, Materials- Rubber sole, fabric’s & artificial leather etc.pair 2 pc.Kit meaning pair here Made in Bata/apex or similar | Pair
121 | Shoes pair | (spec: Use : Beneficiary of Orthosis devics/ Size : 36extra: Shoes pair Uses for Beneficiary of Orthosis device user; Size: 5 (Child), Design -Sandal 3 belt, use for men, hill Height 8-15 mm, Materials- Rubber sole, fabric’s & artificial leather etc.Each pair of 2 pcs.(Kit meaning pair here) Made in Bata/apex or similar | Pair
122 | Shoes pair | (Use : Uses for Beneficiary (Orthosis device user); Size : 10 (Child) - extra: Shoe: Design -Sandel 3 belt use for men, hill Hight 6-9 mm, Size: 10 (Child)) | Pair of 2 pc
123 | G00043 - Shoes pair | (Use : Uses for Beneficiary (Orthosis device user); Size : 6 (Child) - extra: Design -Sandel 3 belt, use for men, hill Hight 6-9 mm,Size: 6 (Child),See the attached Picute) | Pair of 2 pc
124 | Shoes pair | (Use : Uses for Beneficiary (Orthosis device user); Size : 7 (Child) - extra: Shoe: Design -Sandel 3 belt use for men, hill Hight 6-9 mm Size: 7 (Child)) | Pair of 2 pc
125 | Shoes pair | (Use : Uses for Beneficiary (Orthosis device user); Size : 8 (Child) - extra: Shoe: Design -Sandel 3 belt use for men, hill Hight 6-9 mm Size: 8 (Child)) | Pair of 2 pc
126 | Shoes pair | (Use : Uses for Beneficiary (Orthosis device user); Size : 9 (Child) - extra: Shoe: Design -Sandel 3 belt use for men, hill Hight 6-9 mm Size: 9 (Child)) | Pair of 2 pc
127 | Other fuel | (spec: Description : Oil/lubricant for Sewing Machine - extra: Oil/lubricant for Sewing Machine. 1L bottle) | Bottle of 1 Litre
128 | Other cleaning item | (Spec:Description:Plastic Mug with handle-2L-extra:RFL or equilivalent.Materials:PP,Capacity 2 L | pc
129 | Hex bolt with nut | (spec: Diameter : 3; Length : 2.4mm; Material : Metal; Form : - extra: Nut, Screw with washer (Diameter-3mm, height- 2.4mm)) | pc
130 | Rivet | (spec: Material : Copper; Diameter (mm) : Head-6mm; Lenght (mm) : 3 mm - extra: Materials: Copper Size-3mm, Head dia-6mm, Head shape: Flat, round) | pc
131 | Rivet | G04840 - Rivet (spec: Material : Copper; Diameter (mm) : Head-8mm; Lenght (mm) : 4 mm - extra: Materials: Copper Size-4mm, Head dia-8mm, Head shape: Flat, round) | pc
132 | Bucket | (spec: Material : Plastic; Capacity : 30L; Lid : Yes; Handle : Yes plastic handle; Tap : No; Color : Any; Food-grade quality : Yes - extra: RFL of similar Plastic Bucket 30L with Handle and Lid.) | pc
133 | Bowl | G00127 - Bowl (spec: Material : Plastic - extra: RFL or similar Plastic Large size Bowl- 25L) | pc
134 | Jigsaw blade | (spec: Material : stainless steel; Size (mm) : - extra: Jigsaw Blade Materials; Stainless steel Size: 3 x 0.25 x 3.5 inches Purpose: Plastic & wood cutting) | pc
135 | G02535 - Other tool | (spec: Description : KAFO side bar twisterextra: made by metal ) | pc
136 | Other tool | (spec: Description : kAFO bar bender) | pc
137 | Other equipment for orthopaedic centre | (spec: Description : Wiewmessextra: hole distance 1mm .Used for smoothing the P&O mould/cast | feet
138 | Hook (weight) | (spec: Description : Weight scale or weight machineextra: Automatic Weight Scale: – Large and easy to read display – Step on- Auto detection – Auto shut off – Easy to use – Attractive design – KG-St-lb selection – 100g division – Size: 29×28 cm) | pc
139 | Other orthopedic components | (spec: Description : AK cosmetic coverextra: Size : 4 Medium and 2 Large Please see the other Specification of AK cosmetic cover 1. Made of PU foam 2. 10 mm thickness 3. Pre fabricated anatomical AK shape 4. Water resist 5. Light weight 6. Hollow knee design 7. Beige color 8. Three available size-L,M,S 9. Length and Diameter can be adjustable. 10. Durable Please see the attached Documents) (comments: Please show the sample first) | pc
140 | Hand drill Machine | specfication: Rated input power: 500 W Weight: 1.5 KG No-load speed, 1st gear 0 – 2,600 rpm Power output: 250 Drill spindle connecting thread: 3/8″-24 UNF Chuck capacity, min./max. 1 = 5 – 10mm Tool dimensions (width) 69 Dimension of Tool (length) 262 Tool dimensions (height) 180 Impact rate at no-load speed: 0 – 41.600 bpm Drilling range Concrete Drilling diameter: 13mm Wood Drilling diameter : 25mm Steel Drilling diameter: 10mm Prefarable band :Makita/BOSCH | pc
141 | Cosmetic sock | (spec: Type : AK/ Color : black or brown/ Material : cottonextra: size 10 cm. Each roll have 5 pound) | kit Per kit = 5 pound

## Sheet1
Description
PL-TEKN-06547 | G00903 - Sewing needle Size: 16 Sewing machine needle Model: Jack , F4 or similar Material: Stainless steel, Standard Size & strong)) | Pack de 10 pc
PL-TEKN-06544 | G04588 - Other equipment for orthopaedic centre Description : Head Cap Protective hair cap,30 pcs in each packet | Pack 30 pc in each pack
PL-TEKN-06543 | G03541 - Talc powder - bottle Volume (ml) : 100/Intrinsic spec. : Purified Talcextra: 100 ml bottle) | pc
PL-TEKN-06542 | G04369 - Medecine ball Weight (kg): 5 mg/Intrinsic Available in various weights from 1 kg to 10 kg, - Coating Nylon Grip for a secure grip. - Washable. extra: (Molecule(s): Nebanol Powder (5 mg+250 IU)/gm, Dosage: External Use , Form: Powder, Capacity: , )") | pc
PL-TEKN-06541 | G03566 - Plaster of Paris - roll Width (cm): 7,5/Intrinsic spec. : Normal standard - with plaster of Paris soaked in 25°C water, plaster sets within 150 seconds. Material fine knit cotton gauze embedded with plaster of Paris. Bandage roll in sealed packaging, especially in wet areas.extra: Normal standard - with plaster of Paris soaked in 25°C water, plaster sets within 150 seconds. Material fine knit cotton gauze embedded with plaster of Paris. Bandage roll in sealed packaging, especially in wet areas. - extra: Plaster of Paris - roll(spec: Width (cm) : 7,5; Instrinsic spec. : Normal standard - with plaster of paris soaked in 25°Cwater, plaster sets within 150 seconds.) 15 cm per roll) | Roll de 1 pc
PL-TEKN-06540 | G04588 - Other equipment for orthopedic centre Heat Gun/ HOT AIR Gunextra: ( Description: Heat Gun/ HOT AIR Gun )) | pc
PL-TEKN-06539 | G03867 - Wheelwright's plane (spec: Blade size : 250 mmextra: Wheelwright's plane (spec: Blade size : Knife 250 MM, - extra: both side 2 wooden handle))") | pc
PL-TEKN-06538 | G00120 - Food stretch film roll (spec: / extra: Food stretch film roll( Plastic Wrapping Roll (spec: Cling wrape, Size: 60 Meter Materials:PE, Feature:Moisture Proof, anti-fog,tasteless,Length:20m-5000m, Width:200mm-1500mm),Please see the attached Picture))1 pack have 1 roll) | pc
PL-TEKN-06537 | G00569 - Calliper gauge (spec: / extra: Calliper gauge (spec: Vernier Caliper GAUGE,24'' with plastic handle big one)) | pc
PL-TEKN-06536 | G04588 - Other equipment for orthopaedic centre (spec: Description : PLASTER MOULDING TOOL boxextra: ( 4 piece in one set), Plaster removal from cast mould) | set 4 pc per set
PL-TEKN-06535 | G04426 - Sanding sleeve (spec: Grit : 60 extra: roll) | Roll de 1 pc
PL-TEKN-06534 | G00628 - Pipe - galvanised (spec: Length : 20 feet/ Internal diameter : 1"/ Finition : Threaded/ End : Male-Female/ Nominal pressure : 10barsextra: ( extra: Hot dipped galvanized round steel pipe/gi pipe pre galvanized steel.Each pipe 20 feet.Total 5 pipe = 100 feet)) | pc per pc = 20 ft
PL-TEKN-06533 | G00998 - Pillow (spec: Material : Fabrics Cotton/ Dimension : 24"x18"extra: Pillow(Material : Inner fabrics composite possessed cotton Outer fabrics Cot; Dimension : 24"x18" - extra: Inner fabrics: composite possessed cottonOuter fabrics: Cotton (imported)Healthy, comfortable, washable, soft, perfect size, beautifully designed coverDimension: 24"x18"Color: White (as per given picture)))) | pc
PL-TEKN-06532 | G02524 - Other medical equipment Description: Treatment Table bed sheet bed sheet for treatment table sheet protector. Size wide 4 feet & Length 7 feet | pc
PL-TEKN-06531 | G04139 - Dermographic pencil (spec: Color : Blue extra: (Indebale Pencil for casting, Material : wood, document-proof colored pencil of the highest qualitybreak-proof by special glueing, water-) ) | Box Per box = 10 pc
PL-TEKN-06530 | G00486 - Anti rust bottle (spec: Form : Sprayextra: (Anti rust bottle(Form : Spray - extra: Anti rust bottleWD 40 Spray ( Spec: liquid spray, rust remover for metal use))))) | pc
PL-TEKN-06529 | G00078 - Plastic food container Size: 52 X 33.8 X 27 cm Cargo Box (spec:Dimension: 52 X 33.8 X 27 cm Material: Poly Propylene, Brand: Like RFL Houseware or similar Best Production quality))) | pc
PL-TEKN-06528 | G00488 - Drill bit Metal dril purpose Diameter : 3mm 4mm Suitable for a variety of metals, including steel. Heavy duty & precise. 3 mm -4 packet, 4 mm- 4 packet, ) each set have 10 pcs) | Set Per set = 10 pc
PL-TEKN-06527 | G00025 - Towel (spec: Size: Medium <100x50cm Material: cotton Color : Blue/Ash hand cleaning & dry after hand wash.good quality) | pc
PL-TEKN-06526 | G00757 - Protective goggles (spec: Use : safety purposeextra: (spec: Use : P&O workshop, Thick & durable frame. Flexibility offers. Cosmetically good appearance)" ) | pc
PL-TEKN-06525 | G00904 - Sewing thread roll (spec: Diameter : / Material : thread/ Color : Blackextra: Sewing thread roll (extra: Large Size & strong) ) | pc
PL-TEKN-06524 | G03976 - Thermoformable plastics low-temperature Perforation: Yes Color: White extra: Orfit Thermoplastic-3.2 mm 4 feet / 5 feet It melts by using boil water.it couldn’t melt by using oven. Use for orthosis production through boil water) | pc
PL-TEKN-06523 | G03976 - Thermoformable plastics low-temperature Perforation: Yes Color: White Thermoformable plastics low temperature Perforation : , Color: , - extra: Orfit Thermoplastic-2.4 mm) no need oven to melt this.only boiling in the water we prepare orthosis.)") | pc
PL-TEKN-06522 | G04618 - Cosmetic sock (spec: Type : BK/ Color : white/ Material : Fabricsextra: Cosmetic sock Stockinette 5 cm) 1 roll=5 pound) | Roll per roll = 5 pound
PL-TEKN-06513 | G04618 - Cosmetic sock (spec: Type : BK/ Color : white/ Material : Fabricsextra: Cosmetic sock (spec: Type : BK, Color : White, Material : Fabric, - extra: Stockinette 7.5 cm) 1 roll have 5 pound 1 kit =5 pound)") | Roll per roll = 5 pound
PL-TEKN-06510 | G02459 - Sewing button (spec: Size : Medium/ Material : steel/ Color : Water color extra: Press Button for straps 0ne pack contains 500 pieces ) | Packet Per packet = 500 pc
PL-TEKN-06509 | G03988 - Screw - Stud Size: 1.5 inches, width 3 mm Material: Stainless steel Screw-Stud Nut with bolt washer-1.5'' and washer For KAFO sidebar attachment with PP Sheet 1 pack/kit contains 200 pieces | Pack Per packet = 200 pc
PL-TEKN-06506 | G03963 - Imitation leather (spec: Thickness : 1 mm/ Color : Black extra: Imitation leather Size : 4 feet/5 feet ) | pc
PL-TEKN-06505 | G03961 - EVA foam (spec: Thickness : 1.5 mmextra: (spec: Thickness : 1.5mm, - extra: Color: Blue)" ) | pc
PL-TEKN-06504 | G03961 - EVA foam (spec: Thickness : 12 mmextra: EVA foam, Color: Black ) | pc
PL-TEKN-06503 | G04588 - Other equipment for orthopaedic centre (spec: Description : D-Ringextra: D-ring - extra: (spec: Description : D-Ring, - extra: D-Ring 1.5 inch 500 pieces in one pack/kit) | Pack Per Pack = 500 pc
PL-TEKN-06502 | G04588 - Other equipment for orthopaedic centre (spec: Description : D-Ringextra: Description : D-Ring, - extra: D-Ring 2 inch 500 pieces in one pack/kit) | Pack Per Pack = 500 pc
PL-TEKN-06501 | G03965 - Strap - Hoop - Loop (spec: Rigid : Yes/ Material : / Elastic : Yes/ With hoop and loop : Yesextra: extra: (spec: Rigid : , Material : Fabric, Elastic : Yes, With hoop and loop : Yes, - extra: Hook & Loop 1 inch Like as 1 inch Velcro but will have elasticity))") | Roll
PL-TEKN-06500 | G03965 - Strap - Hoop - Loop (spec: Rigid : Yes/ Material : Elastic / Elastic : Yes/ With hoop and loop : Yesextra: (spec: Rigid : , Material : Fabric, Elastic : Yes, With hoop and loop : Yes, - extra: Hook & Loop 1.5 inch Like as 1.5 inch Velcro but will have elasticity))" ) | Roll
PL-TEKN-06499 | G03969 - Velcro (spec: Type : / Width : / Length : / Color : extra: " (spec: Type : ; Width : 1 Inch; Length : ; Color : Black - extra: (spec: Type : Nylon Belt, Width : 1 INCH, Length : , Color : , - extra: Nylon Belt 1 inch Large roll))" ) | Roll
PL-TEKN-06498 | G03969 - Velcro (spec: Type : / Width : / Length : / Color : extra: " (spec: Type : ; Width : ; Length : ; Color : - extra: (spec: Type : Nylon Belt, Width : 1.5 INCH, Length : , Color : , - extra: Nylon Belt 1.5 inch Large roll))" ) | Roll
PL-TEKN-06497 | G00491 - Abrasive paper sheet (spec: Grain : Medium/ Dimension : A4extra: Dimension : Sand paper, - extra: Sandpaper Waterproof Abrasive Paper Sand paper ) | pc
PL-TEKN-06496 | G04429 - Spare rubber strips (spec: / extra: (spec: - extra: 9 - Spare rubber strips (spec: - extra: Rubber Sole Thickness 4 MM size : 4 feet /5 feet))) | pc
PL-TEKN-06495 | G00470 - Thinner (spec: Use : 5 litter ) | l
PL-TEKN-06494 | G03751 - Bench drilling machine (spec: Electricity supply (in Volt) : 220Vextra: (spec: Electricity supply (in Volt) : 220V - extra: Stand bench Drill Machine, Motorised Standing Bench Drill Machine, Power Tools Purpose:heavy drilling purpose use into Stainless Steel and thick metal to hole. HSS high speed drill can be used with these machines. Size 16mm T type 50HZ,single phase)) | pc
PL-TEKN-06493 | G03825 - Anvil (spec: Weight : 20/ Number of skids : 2) | pc
PL-TEKN-06492 | G03924 - Bench vice (spec: Form : / Size : 13.4 inchextra: As per attached picture) | pc
PL-TEKN-06491 | G03774 - Combined sanding & grinding machine (spec: Electricity supply (in Volt) : 220Vextra: Special notes: one side conical sandings tools need to attached for sanding cone use purpose 2HP , one side rough & another side smooth conical sanding cone will be attached & changeable cone Chopper modified) Grinding machine with metal standing frame) (comments: Conical sandings tools will be attached one side)) | pc
PL-TEKN-06490 | G03917 - Eyelet holder with pendulum (spec: / extra: " (spec: - extra: - Eyelet holder with pendulum (spec: - extra: metal Body for rivet the press button) handle is smooth to grip & strong. Easy to press rivet. Metal body)") | pc
PL-TEKN-06488 | G00519 - Hammer drill (spec: Cordless : Yes/ Power : 800Wextra: " (spec: Cordless : Yes; Power : 800W - extra: Voltage:220240V~50/60Hz Input power:800W No-load speed:0-1100rpm heavy drill purpose will be used Impact rate:0-4000bpm Impact energy:2.5J Max. drilling capacity: Concrete:26mm Steel:13mm Wood:30mm SDS plus chuck system Weight: 3.85 KG)" ) | pc
PL-TEKN-06486 | G03943 - Jigsaw (spec: Power (V) : 220v/ Cordless : Yesextra: " (spec: Power (V) : 220v; Cordless : Yes - extra: Electric saw which uses a reciprocating blade to cut irregular curves, such as stenciled designs, in wood, metal, or other materials. Battery-powered jigsaw (cordless) Powered jigsaw 220V)") | pc
PL-TEKN-06485 | G03941 - Oscillating saw (spec: Power (V) : 18/ Cordeless : Yesextra: (spec: Power (V) : 18; Cordeless : Yes - extra: 1.5A Oscillating Multi Tool, 3 Degree Oscillating Angle with 3 Pieces Saw Blades, 1 Piece Semi Circle Blade Sanding Plate, 6 Pieces Sanding Papers for Sanding, Grinding plaster & cast cutter saw)" ) | pc
PL-TEKN-06483 | G04592 - Other tooling (spec: Description : HOLE PUNCH Size- 3mm & 4mm extra: 3mm - 2pcs & 4mm- 1 pcs ) | pc
PL-TEKN-06481 | G03942 - Oscillating saw blade (spec: / extra: " (spec: - extra: Oscillating saw blade)" ) | pc
PL-TEKN-06480 | G00569 - Calliper gauge (spec: / extra: (spec: - extra: Calliper gauge (spec: - extra: Vernier Caliper GAUGE,8'' As per attached picture ) | pc
PL-TEKN-06479 | G00223 - Scissors (spec: Size : 10 inchesextra: " (spec: Size : 10'' - extra: spec: - extra: CASTING SCISSOR FOR PLASTER (made of SS))" ) | pc
PL-TEKN-06477 | G00543 - Cutting plier (spec: Size : Medium <40cm/ Insulated : Yesextra: " (spec: Size : Medium <40cm; Insulated : Yes - extra: For cutting nail screw)" ) | pc
PL-TEKN-06476 | G03843 - Vice plier (spec: Size : standardextra: " (spec: Size : - extra: plier lock grip)" ) | pc
PL-TEKN-06475 | G00542 - Combination plier (spec: Size : 20cm/ Insulated : Yesextra: " (spec: Size : ; Insulated : Yes - extra: Plier Long nose)" ) | pc
PL-TEKN-06474 | G00538 - Saw - hacksaw (spec: Length : 15cmextra: As per attached picture ) | pc
PL-TEKN-06473 | G00490 - Blade for hacksaw (spec: Size : 350 mm (13 ¾”) Long/ Use : for Heckshaw bladeextra: ) | pc
PL-TEKN-06472 | G03849 - Square (spec: / extra: (spec: - extra: Square L shape) ) | pc
PL-TEKN-06471 | G00495 - Blade for cutter (spec: Size : Large 18mmextra: Blade for anti cutter) | Box Per box = 10 pc
PL-TEKN-06470 | G00529 - Screwdriver (spec: Pin : Phillips/ Size : 100mm/ Length : Short/ Handle : Plasticextra: (spec: Pin : Philip/star, Size : 100mm, Length : , Handle : Plastic, )") | pc
PL-TEKN-06468 | G00529 - Screwdriver (spec: Pin : Phillips/ Size : 200 mm/ Length : Long/ Handle : Plasticextra: (spec: Pin : Philip/Star, Size : 200mm, Length : , Handle : Plastic, )) | pc
PL-TEKN-06467 | G03846 - Bending Iron (spec: Material : Iron / Opening sizes : 4-6 mm extra: (extra: CONTOURING INSTRUMENT, square beak, 4+6mm,250mm)) | Pair of 2 pc
PL-TEKN-06466 | G03846 - Bending Iron (spec: Material : Stell/ Opening sizes : 6-8 mm extra: extra: CONTOURING INSTRUMENT, square beak, 6+8 mm,250mm)" ) | Pair of 2 pc
PL-TEKN-06465 | G04588 - Other equipment for orthopaedic centre (spec: Description : Sewing machine extra: (spec: Description : - extra: (spec: Description : Sewing machine -Electrical, - For thick cloth sewing with stand & Allen key(screw driver))) | pc
PL-TEKN-06464 | G00534 - Hexagon wrench (spec: Size : 1.5-10 mmextra: " ( Hexagon wrench (spec: Size : 1.5 to 10mm, - extra: Allen key set))" ) | Set of 9 pc
PL-TEKN-06463 | G00530 - Open end wrench (spec: Size : 6-32 mmextra: " WRENCH OPEN END SET (12 pieces from 6 to 32mm) 1 kit have 12 pcs Both ends can use. Incredible strength and corrosion resistance. Smooth griping)" ) | Set of 12 pc
PL-TEKN-06462 | G04591 - Other accessories and equipment consumables (spec: Description : Leser light extra: (spec: Description : LASER level and 2 D Quigo, )with stand .Changeable battery)) | pc
PL-TEKN-06461 | G00525 - Pipe cutter (spec: / extra: " (spec: - extra: Pipe cutter (spec: - extra: Heavy duty for steel pipes) spacification 12 to 50mm extra-long shank that protects adjustment threads. Clean pipe cutting by hand or power)" ) | pc
PL-TEKN-06460 | G00756 - Ears protector (spec: Type : Noise reduction headphone/ Use : Noise reductionextra: ( protection from machine sound)) | pc
PL-TEKN-06459 | G04058 - Ankle orthotic joint (spec: Size : Child / Material : Titanium/ Instrinsic spec. : This joint allows flat iron to be used for the manufacture of the uprights.extra: (spec: Size : Child, Material : Tamarak, This joint allows flat iron to be used for the manufacture of the uprights. - extra: Tamarak Ankle joint (Child) For ankle movement allowing purpose use it))) | Pair of 2 pc
PL-TEKN-06458 | G04060 - Orthotic knee joint (spec: Type of lock : drop lock/ Side : Left/ Size : Child/ Material : Steel/ Width (mm) : 16 mmextra: Drop lock KAFO joint use for correcting Knock knee)) | Pair of 1 pc
PL-TEKN-06457 | G03519 - Treatment table (spec: Backrest : Adjustable/ Frame material : Metal/ Foldable (transportable) : Yes/ Cover material : PVC/ Height adjustable (mechanic) : extra: Height adjustable (mechanic) : - extra: constructed of composite board frames, beech wood legs and spongy cushion covered by PVC leather. Table Unfold Size: 83.9 x 32.3 x 25.2-33.7 inches (L x W x H), Folding Size: 36.4 x 23.6 x 7.3 inches (L x W x H), Headrest Size: 11 x 10.4 x 2.8 inches (L x W x H), Armrest Size: 13.8 x 4.3 x 2 inches (L x W x H), The Thickness of Sponge: 2 inches))) | pc
PL-UKHI-13516 | G03976 - Thermoformable plastics low temperature (spec: Perforation : Yes/ Color : whiteextra: spec: Perforation : Yes/ Color : whiteextra: Thermoformable plastics low- temperature- Low temperature thermoplastic plate- Color: White - Orfit Thermoplastic-3.2mm Size: 0.9X 0.45X0.0032M/900mmX450mmX3.2mmCompany- Beijing Jingbo/equilivalent)) | pc
PL-UKHI-13508 | G02535 - Other tool (spec: Description : KAFO side bar twisterextra: made by metal ) | pc
PL-UKHI-13507 | G02535 - Other tool (spec: Description : kAFO bar bender) | pc
PL-UKHI-13506 | G00525 - Pipe cutter (spec: / extra: HEAVY-DUTY PIPE CUTTER & EXTRA-LONG SHANK:EXTRA-LARGE HANDLE & CONVERTS TO 3-WHEEL CUTTER Capable of cutting steel, stainless steel, and heavy wall steel and has a nominal pipe capacity of 1/8" to 2" cutting dia:12-50 mm Dimention:17.72 x 7.87 x 3.27 inches Prefarable:Ridgid/Harden/equilivalent) | pc
PL-UKHI-13504 | G00519 - Hammer drill (spec: Cordless : Yes/ Power : 500Wextra: voltage :18V Rechargeable battery preferable:Makita/dewalt/milwaukee/equilivalent) | pc
PL-UKHI-13503 | G02459 - Sewing button (spec: Size : / Material : steel/ Color : whiteextra: Sewing button(spec: Size : ; Material : steel; Color : white - extra: Sewing button (spec: Size : Medium, Material : Metal, Color : , - extra: Press Button for straps 0ne pack contains 500 pieces)) | kit per kit = 500 pc
PL-UKHI-13496 | G04618 - Cosmetic sock (spec: Type : AK/ Color : black or brown/ Material : cottonextra: size 10 cm. Each roll have 5 pound) | kit Per kit = 5 pound
PL-UKHI-13494 | G00542 - Combination plier (spec: Size : / Insulated : extra: TOLSEN 10000 TPR Handle 6" Combination Pliers) | pc
PL-UKHI-13490 | G00538 - Saw - hacksaw (spec: Length : 30cm) | pc
PL-UKHI-13489 | G03961 - EVA foam (spec: Thickness : 1.5 mmextra: spec: Thickness : 1.5 mm extra: Ethaplex foam(spec: Thickness : 1.5 mm, - extra: Color blue (Size 4 feet /5 feet))) | pc
PL-UKHI-13488 | G04588 - Other equipment for orthopaedic centre (spec: Description : Wiewmessextra: hole distance 1mm specification: Size: feet .Need 20 feet) | Ft
PL-UKHI-13486 | G04412 - Welding Iron (spec: / extra: ec: / extra: Electrical 150W,Curved nozzle,(spec: - extra: Welding Iron(spec: - extra: Generally named Tatal High Quality)Electrical 150W,)) | pc
PL-UKHI-09107 | G00540 - Hammer (spec: Type : Carpenter/ Nail claw : Yes/ Handle : Woodextra: Hammer (spec: Type : Mecanician, Nail claw : , Handle : Wood, - extra: 200gm)) | pc
PL-TEKN-06378 | G04476 - Theraband (spec: Strenght (Resistance) : Medium/ Color : extra: Theraband Resistance Band Loops are a continuous 3" (7.6cm) wide loop elastic band. With a flat length of 20cm (8''). color yellow.) | pc
PL-TEKN-06406 | G03522 - Balance board - circular (spec: Material : Woodextra: Balance board rectangular Expertly crafted using high quality hardwood plywood for strength and durability Extra-large dimensions (17.5” x 13.5” x 3”) support up to 350lbs for all ages and fitness levels Equipped with slip-resistant surface and stable base for safety during exercise Supports maximum tilt angle of 15 degrees and suitable for rehabilitation training) | pc
PL-TEKN-06407 | G04581 - Other Rehabilitation Center Equipments (spec: Description : Treatment tableextra: as per attachment)
PL-TEKN-06408 | G01008 - Stool (spec: Type : medium/ Material : Plastic/ Instrinsic spec. : Precise exact design if necessary.extra: Plastic stool adult size, red or green colour, RFL or bengal equivalent) | pc
PL-TEKN-06409 | G01008 - Stool (spec: Type : Low/ Material : Plastic/ Instrinsic spec. : Precise exact design if necessary.extra: Plastic stool child size, red or green colour, RFL or Bengal equivalet) | pc
PL-TEKN-06410 | G03261 - Hook (weight) (spec: Description : Weight scale or weight machineextra: Automatic Weight Scale: – Large and easy to read display – Step on- Auto detection – Auto shut off – Easy to use – Attractive design – KG-St-lb selection – 100g division – Size: 29×28 cm) | kg
PL-TEKN-06411 | G03512 - Indoor staircase (spec: Type : 1 stairs flight/ Handrails : Fixedextra: as per attached picture) | pc
PL-TEKN-06414 | G02215 - Medical thermometer (spec: Type : analog/ Accuracy : extra: Analog thermometer) | pc
PL-TEKN-06415 | G00025 - Towel (spec: Size : Medium <100x50cm/ Material : cotton/ Color : blue or white) (comments: Rehabilitation center equipment for static point) | pc
PL-TEKN-06086 | G00043 - Shoes pair (spec: Use : NA/ Size : BATA CH 13extra: Sandel 3 belt, use for men.Heel height 6-9mm, use for Beneficiary. Orthosis device user.BATA size 20 cm (Inside)) | Pair
PL-TEKN-06087 | G00043 - Shoes pair (spec: Use : NA/ Size : BATA 2extra: Sandel 3 belt, use for men.Heel height 6-9mm ,use for Beneficiary. Orthosis device user. size 21.7 cm(Inside)) | Pair
PL-TEKN-06088 | G00043 - Shoes pair (spec: Use : NA/ Size : 5extra: Sandel 3 belt, use for men. Heel height 6-9mm ,use for Beneficiary. Orthosis device user. Size 24.5 cm (inside)) | Pair
PL-UKHI-12739 | G00043 - Shoes pair (spec: Use : Uses for Beneficiary (Orthosis device user)/ Size : Size Child-04extra: Uses for Beneficiary (Orthosis device user)/ Size : Size Child-04 extra: Design -Sandel 3 adjustable belt, use for men, hill Hight 1-1.5 cm, Pair of 2 pc) Need to sample check) | Pair
PL-UKHI-12738 | G00043 - Shoes pair (spec: Use : Uses for Beneficiary (Orthosis device user)/ Size : Size Child-03extra: Uses for Beneficiary (Orthosis device user)/ Size : Size Child-03 extra: Design -Sandel 3 adjustable belt, use for men, hill Hight 1-1.5 cm, Pair of 2 pc) Need to sample check) | Pair
PL-UKHI-12737 | G00043 - Shoes pair (spec: Use : Uses for Beneficiary (Orthosis device user)/ Size : Size Child-02extra: Uses for Beneficiary (Orthosis device user)/ Size : Size Child-02 extra: Design -Sandel 3 adjustable belt, use for men, hill Hight 1-1.5 cm, Pair of 2 pc) Need to sample check) | Pair
PL-UKHI-12733 | G03751 - Bench drilling machine (spec: Electricity supply (in Volt) : 220Vextra: Bench drilling machine (spec: Electricity supply (in Volt) : 220V - extra: Stand bench Drill Machine, Motorised Standing Bench Drill Machine, Power Tools Purpose:heavy drilling purpose use into Stainless Steel and thick metal to hole. HSS high speed drill can be used with these machines. Brand: Smartec Size 16mm T type 50HZ,single phase) Need to sample check) | pc
PL-UKHI-12732 | G00519 - Hammer drill (spec: Cordless : Yes/ Power : 800Wextra: Hammer drill (spec: Cordless : Yes; Power : 800W - extra: Voltage:220240V~50/60Hz Input power:800W No-load speed:0-1100rpm heavy drill purpose will be used Impact rate:0-4000bpm Impact energy:2.5J Max. drilling capacity: Concrete:26mm Steel:13mm Wood:30mm SDS plus chuck system Weight: 3.85 KG) Need to sample check) | pc
PL-UKHI-12731 | G04060 - Orthotic knee joint (spec: Type of lock : drop lock/ Side : Left/ Size : Child/ Material : Steel/ Width (mm) : 16mmextra: Orthotic knee joint (spec: Type of lock : drop lock; Side : Right & Left; Size : Child; Material : Steel; Width (mm) : 16mm - extra: Orthotic knee joint (spec: Type of lock : drop lock, Side :Right & Left, Size : Child, Material : aluminium, Width (mm) : will inform later, - extra: Drop lock KAFO joint use for correcting Knock knee) Need to sample check) | Pair
PL-UKHI-12730 | G00525 - Pipe cutter (spec: / extra: Pipe cutter (spec: - extra: Pipe cutter (spec: - extra: Heavy duty for steel pipes) extra-long shank that protects adjustment threads. Clean pipe cutting by hand or power) Need to sample check) | pc
PL-UKHI-12728 | G03976 - Thermoformable plastics low temperature (spec: Perforation : Yes/ Color : Whiteextra: Thermoformable plastics low temperature (spec: Perforation : , Color :White , - extra: Orfit Thermoplastic-3.2 mm 4 feet / 5 feet) Need to sample check) | pc
PL-UKHI-12322 | G00043 - Shoes pair (spec: Use : P&O beneficiary orthosis use/ Size : 40extra: Shoes pair Uses for Beneficiary of Orthosis device user, Size: (Adult), Shoe Design - Sandal 3 belt use for men, with Velcro, opening of front side, hill height 1-1.5 cm, Materials- Rubber sole, fabric’s & artificial leather etc. Made in Bata/Apex or similar ) | Pair
PL-UKHI-12321 | G00043 - Shoes pair (spec: Use : P&O beneficiary orthosis use/ Size : 42extra: Shoes pair Uses for Beneficiary of Orthosis device user, Size: 8 (Adult), Shoe Design - Sandal 3 belt use for men, with Velcro, opening of front side, hill height 1-1.5 cm, Materials- Rubber sole, fabric’s & artificial leather etc. Made in Bata/Apex or similar | Pair
PL-UKHI-12320 | G00043 - Shoes pair (spec: Use : Shoes pair Uses for Beneficiary of Orthosis device user/ Size : 2 size for little child of 1-2 yearextra: 2 size for little child of 1-2 year.10 pair sandles)Bata/apex or similar | Pair
PL-UKHI-12319 | G00043 - Shoes pair (spec: Use : Beneficiary of Orthosis devics/ Size : 37extra: Shoes pair Uses for Beneficiary of Orthosis device user; Size: 4 (Child), Design -Sandal 3 belt, use for men, hill Height 8-15 mm, Materials- Rubber sole, fabric’s & artificial leather etc.pair 2 pc.Kit meaning pair here Made in Bata/apex or similar | Pair
PL-UKHI-12318 | G00043 - Shoes pair (spec: Use : Beneficiary of Orthosis devics/ Size : 36extra: Shoes pair Uses for Beneficiary of Orthosis device user; Size: 5 (Child), Design -Sandal 3 belt, use for men, hill Height 8-15 mm, Materials- Rubber sole, fabric’s & artificial leather etc.Each pair of 2 pcs.(Kit meaning pair here) Made in Bata/apex or similar | Pair
PL-UKHI-12316 | G00025 - Towel (spec: Size : Medium <100x50cm/ Material : Pure cotton/ Color : Blueextra: hand cleaning & dry after hand wash.good quality) | pc
PL-UKHI-12315 | G04412 - Welding Iron (spec: / extra: Electrical 150W, Curved nozzle,(spec: - extra: Welding Iron (spec: - extra: Generally named Tatal High Quality) Electrical 150W,) | pc
PL-UKHI-12314 | G00488 - Drill bit (spec: Use : metal dril purpose 3 mm 4 mm mm/ Diameter : 3extra: Suitable for a variety of metals, including steel. Heavy duty & precise. 3 mm -4 packet, 4 mm- 4 packet, ) each pack have 10 pcs) | Packet 3 mm = 4 pack (Each pack= 10 pc) 4 mm = 4 pack (Each pack= 10 pc)
PL-UKHI-12313 | G03920 - Plaster of Paris powder (spec: Weight : 25 kgextra: Plaster of Paris powder(Weight : - extra: Plaster of Paris powder(spec: Weight : 25 Kg= 1 Bag - extra: Plaster of Paris(POP) Powder, (size:1bag have=25kg POP powder, material white, BK-75)))) | Bag (Per Bag = 25 Kg)
PL-UKHI-12312 | G00078 - Plastic food container (spec: Size : 52 X 33.8 X 27 cmextra: Plastic food container(Size : 52 X 33.8 X 27 cm (LXWXH)Inch - extra: Cargo Box(spec:Dimension: 52 X 33.8 X 27 cm (LXWXH)Inch, Material: Poly Propylene, extra: Brand: Like RFL Houseware or similar , Best Production quality)) | pc
PL-UKHI-12311 | G00486 - Anti rust bottle (spec: Form : Sprayextra: - Anti rust bottle(Form : Spray - extra: Anti rust bottleWD 40 Spray ( Spec: liquid spray, rust remover for metal use)))) | pc
PL-UKHI-12310 | G03996 - Flat spare blade for ''SURFORM'' file (spec: / extra: SPARE BLADE STANDARD SURFORM 255MM X 42MM Flat spare blade for ''SURFORM'' file( - extra: Surform flatSurform (Flat with Handle)POP cutting tools) | pc
PL-UKHI-12309 | G04073 - Half round spare blade ''SURFORM'' (spec: / extra: Half round blade 250mm For fast removal of plaster, wood, etc., and for filing curved surfaces Fits Surform 255mm modelsHalf round spare blade ''SURFORM''( - extra: Half round spare blade ''SURFORM''Without handle)) | pc
PL-UKHI-12308 | G04052 - Surform round file (spec: / extra: Surform round file( - extra: Surform round file(spec: - extra: Without handle))) | pc
PL-UKHI-12307 | G00539 - Metallic brush (spec: Use : for POP removingextra: Metallic brush(Use : for pop removing - extra: Plastic Handle Steel Wire Brush(spec: for pop removing, Material : wood/plastics with galvanized steel wire nails and good quality)L-290mm, W-30mm, H-15mm)) | pc
PL-UKHI-12306 | G04139 - Dermographic pencil (spec: Color : Blueextra: Dermographic pencil(Color : Blue - extra: Indebale Pencil for casting, Material : wood, document-proof colored pencil of the highest qualitybreak-proof by special glueing, water-) | pc
PL-UKHI-12305 | G02524 - Other medical equipment (spec: Description : Treatment Table bed sheet extra: bed sheet for treatment table sheet protector. Size wide 4 feet & Length 7 feet) | pc
PL-UKHI-12304 | G00998 - Pillow (spec: Material : Fabrics Cotton/ Dimension : 24"x18"extra: Pillow(Material : Inner fabrics composite possessed cotton Outer fabrics Cot; Dimension : 24"x18" - extra: Inner fabrics: composite possessed cottonOuter fabrics: Cotton (imported)Healthy, comfortable, washable, soft, perfect size, beautifully designed coverDimension: 24"x18"Color: White (as per given picture))) | pc
PL-UKHI-12303 | G00628 - Pipe - galvanised (spec: Length : 20 feet/ Internal diameter : 1"/ Finition : Not Threaded/ End : Male-Male/ Nominal pressure : 10barsextra: Pipe - galvanised(Length : N/A; Internal diameter : N/A; Finition : N/A; End : N/A; Nominal pressure : - extra: Pipe - galvanised(spec: Length : 20 feet each pipe . Internal diameter : 1"; Finition : Not Threaded; End : not; Nominal pressure : 10bars - extra: Hot dipped galvanized round steel pipe/gi pipe pre galvanized steel.Each pipe 20 feet.Total 5 pipe = 100 feet) | pcs (Each pcs pipe length= 20 ft)
PL-UKHI-12302 | G04426 - Sanding sleeve (spec: Grit : 60 extra: roll) | roll
PL-UKHI-12301 | G03919 - Hole puncher (spec: Diameter : 2mm extra: Hole puncher (spec: Diameter : 2 mm)) | pc
PL-UKHI-12300 | G03919 - Hole puncher (spec: Diameter : 3 mm extra: Hole puncher (spec: Diameter : 3mm use for nylon belt hole )) | pc
PL-UKHI-12299 | G00569 - Calliper gauge (spec: / extra: Calliper gauge (spec: - extra: Vernier Caliper GAUGE,24'') with plastic handle big one) | pc
PL-UKHI-12298 | G04415 - Plaster moulding spatula "double end" (spec: / extra: Plaster moulding spatula "double end") | pc
PL-UKHI-12297 | G04588 - Other equipment for orthopaedic centre (spec: Description : (spec Description PLASTER MOULDING TOOL box, - extra 4extra: (spec: Description : PLASTER MOULDING TOOL box, - extra: 4 piece in one set) Plaster removal from cast mould) | set One set have =4 pcs
PL-UKHI-12296 | G03976 - Thermoformable plastics low temperature (spec: Perforation : Yes/ Color : whiteextra: Thermoformable plastics low- temperature - Low temperature thermoplastic plate - Color: White - Orfit Thermoplastic-3.2mm Size: 0.9X 0.45X0.0032M/ 900mmX450mmX3.2mm Company- Beijing Jingbo) | pc
PL-UKHI-12295 | G00904 - Sewing thread roll (spec: Diameter : Roll/ Material : Fabrics/ Color : Blackextra: Sewing thread roll (spec: Diameter : , Material : Fabric, Color : black, - extra: Large Size & strong)) | pcs
PL-UKHI-12294 | G03947 - Plaster mixing bowl (spec: / extra: Plaster mixing bowl( - extra: " Plaster mixing bowl( Plaster Mixing Bowl Flexible (Rubber)) | pc
PL-UKHI-12293 | G00471 - Nail (weight) (spec: Use : shoe nail 1.5 inch/ Size : 1extra: Nail (weight)(Use : usally use for shoe; Size : 1.5 - extra: Shoe Nail: length 1.5 inch, use : usally use for shoe, Color: BlackWe Need 8 Box) each box weight 375 g) | Box Each Box weight= 375 g
PL-UKHI-12292 | G00120 - Food stretch film roll (spec: / extra: Food stretch film roll( - extra: Plastic Wrapping Roll (spec: Cling wrape, Size: 60 Meter Materials:PE, Feature:Moisture Proof, anti-fog,tasteless,Length:20m-5000m, Width:200mm-1500mm),Please see the attached Picture))1 pack have 1 roll | pack
PL-UKHI-12291 | G00223 - Scissors (spec: Size : 10''extra: Scissors (spec: Size : 10'', - extra: SCISSOR , trimming tailoring) should be sharp) | pc
PL-UKHI-12290 | G00495 - Blade for cutter (spec: Size : Large 18mmextra: Adjustable knife blade frame for 18 mm blade using) | pc
PL-UKHI-12289 | G00495 - Blade for cutter (spec: Size : Large 18mmextra: - Blade for cutter (spec: Size : Large 18mm, ) Each box have 10 pcs) | kit Each kit = 10 pc
PL-UKHI-12288 | G03867 - Wheelwright's plane (spec: Blade size : 250 mmextra: Wheelwright's plane (spec: Blade size : Knife 250 MM, - extra: both side 2 wooden handle)) | pc
PL-UKHI-12287 | G02459 - Sewing button (spec: Size : / Material : / Color : extra: Sewing button/press button (spec: Size : Medium, Material : Metal, Color : , - extra: Press Button for staps 0ne pack contains 500 pieces)) | pack Per packet= 500 pc
PL-UKHI-12286 | G04618 - Cosmetic sock (spec: Type : BK/ Color : white/ Material : Fabricsextra: Cosmetic sock (spec: Type : BK, Color : White, Material : Fabric, - extra: Stockinette 5 CM (Each roll have 5 pound))) | Roll Each roll= 5 pound
PL-UKHI-12285 | G04618 - Cosmetic sock (spec: Type : BK/ Color : white/ Material : fabricsextra: Cosmetic sock (spec: Type : BK, Color : White, Material : Fabric, - extra: Stockinette wide 7.5 CM (Each roll have 5 pound))) | Roll Each roll = 5 pound
PL-UKHI-12284 | G03969 - Velcro (spec: Type : Nylon belt/ Width : 1/ Length : / Color : Blackextra: Nylon belt (spec: Type : Nylon Belt, Width : 1 INCH, Length : , Color :Black , - extra: Nylon Belt 1 inch Large roll)) | Roll
PL-UKHI-12283 | G03965 - Strap - Hoop - Loop (spec: Rigid : / Material : Fabrics/ Elastic : Yes/ With hoop and loop : Yesextra: Strap - Hoop - Loop (spec: Rigid : , Material : Fabric, Elastic : Yes, With hoop and loop : Yes, - extra: Hook & Loop 1 inch Like as 1 inch Velcro but will have elasticity) Hoop loop Roll) | Roll
PL-UKHI-12282 | G04588 - Other equipment for orthopaedic centre (spec: Description : Other equipment for orthopaedic centre (spec Description extra: Other equipment for orthopaedic centre (spec: Description : D-Ring, - extra: D-Ring 1.5 inch 500 pieces in one pack/kit)) | Packet Each packet = 500 pcs
PL-UKHI-12281 | G03961 - EVA foam (spec: Thickness : 6 mmextra: EVA foam (spec: Thickness : 6 mm, - extra: Color brown Size 4 feet /5 feet)) | pc
PL-UKHI-12280 | G03961 - EVA foam (spec: Thickness : 3 mmextra: Ethaplex- foam (spec: Thickness : 3 mm, - extra: Color Blue Size 4 feet /5 feet)) | pc
PL-UKHI-12279 | G03988 - Screw - Stud (spec: Size : 1.5 inch/ Material : Stainless steel extra: Screw - Stud (spec: Size : 1.5inch, Material : Stainless steel , - extra: Screw Nut with bolt washer-1.5'' and washer For KAFO side bar attachment with PP Sheet 1 pack contain 200 pieces)) | pack Each pack have = 200 pc
PL-UKHI-10852 | G00025 - Towel (Size : Medium <100x50cm; Material : Cotton; Color : Blue - extra: Best quality fabric: cotton, Washable, soft and comfortable, Best Production quality)) | pc
PL-UKHI-10869 | G00043 - Shoes pair (Use : Uses for Beneficiary (Orthosis device user); Size : 10 (Child) - extra: Shoe: Design -Sandel 3 belt use for men, hill Hight 6-9 mm, Size: 10 (Child)) | Pair of 2 pc
PL-UKHI-10871 | G00043 - Shoes pair (Use : Uses for Beneficiary (Orthosis device user); Size : 4 (Adult) - extra: Shoe: Design -Sandel 3 belt use for men, hill hight 1-1.5 cm , Size: 4 (Adult)) | Pair of 2 pc
PL-UKHI-10872 | G00043 - Shoes pair (Use : Uses for Beneficiary (Orthosis device user); Size : 5 (Adult) - extra: Shoe: Design -Sandel 3 belt use for men, hill hight 1-1.5 cm,Size: 5 (Adult)) | Pair of 2 pc
PL-UKHI-10874 | G00043 - Shoes pair (Use : Uses for Beneficiary (Orthosis device user); Size : 6 (Adult) - extra: Shoe: Design -Sandel 3 belt use for men, hill hight 1-1.5 cm, Size: 6 (Adult)) | Pair of 2 pc
PL-UKHI-10860 | G00043 - Shoes pair (Use : Uses for Beneficiary (Orthosis device user); Size : 6 (Child) - extra: Design -Sandel 3 belt, use for men, hill Hight 6-9 mm,Size: 6 (Child),See the attached Picute) | Pair of 2 pc
PL-UKHI-10875 | G00043 - Shoes pair (Use : Uses for Beneficiary (Orthosis device user); Size : 7 (Adult) - extra: Shoe: Design -Sandel 3 belt use for men, hill hight 1-1.5 cm,Size: 7 (Adult)) | Pair of 2 pc
PL-UKHI-10861 | G00043 - Shoes pair (Use : Uses for Beneficiary (Orthosis device user); Size : 7 (Child) - extra: Shoe: Design -Sandel 3 belt use for men, hill Hight 6-9 mm Size: 7 (Child)) | Pair of 2 pc
PL-UKHI-10877 | G00043 - Shoes pair (Use : Uses for Beneficiary (Orthosis device user); Size : 8 (Adult) - extra: Shoe: Design -Sandel 3 belt use for men, hill hight 1-1.5 cm,Size: 8 (Adult)) | Pair of 2 pc
PL-UKHI-10862 | G00043 - Shoes pair (Use : Uses for Beneficiary (Orthosis device user); Size : 8 (Child) - extra: Shoe: Design -Sandel 3 belt use for men, hill Hight 6-9 mm Size: 8 (Child)) | Pair of 2 pc
PL-UKHI-10863 | G00043 - Shoes pair (Use : Uses for Beneficiary (Orthosis device user); Size : 9 (Child) - extra: Shoe: Design -Sandel 3 belt use for men, hill Hight 6-9 mm Size: 9 (Child)) | Pair of 2 pc
PL-UKHI-10913 | G00043 - Shoes pair (spec: Use : Uses for Beneficiary (Orthosis device user); Size : 3 (Adult) - extra: Shoe: Design -Sandel 3 belt use for men, hill hight 1-1.5 cm Size: 3 (Adult)) (comments: Must be needed to sample check by P&O at Ukhiya Office) | Pair of 2 pc
PL-UKHI-10859 | G00078 - Plastic food container (Size : 52 X 33.8 X 27 cm (LXWXH)Inch - extra: Cargo Box (spec:Dimension: 52 X 33.8 X 27 cm (LXWXH)Inch, Material: Poly Propylene, extra: Brand: Like RFL Houseware, Best Production quality) Please see the attached picture) | pc
PL-UKHI-10845 | G00107 - Kettle (Electric: Yes; Capacity: Big 2Lit - extra: Capacity 2.0 L High Quality)) | pc
PL-TEKN-04663 | G00107 - Kettle (Electric : Yes; Capacity : 2 L - extra: WK-LJSS180N- Walton - Durable SS housing - Efficient heating element - Capacity: 2L) | pc
PL-UKHI-10857 | G00120 - Food stretch film roll ( - extra: Plastic Wrapping Roll (spec: Cling wrape, Size: 60 Meter Materials:PE, Feature:Moisture Proof, anti-fog,tasteless,Length:20m-5000m, Width:200mm-1500mm),Please see the attached Picture) | pc
PL-TEKN-04612 | G00220 - Ruler (Length : 2 feet; Material : Metal - extra: Ruler (spec: Length : 2 feet; Material : Metal)" ) | pc
PL-UKHI-10843 | G00223 - Scissors (Size : 10 inch - extra: Size : 10'',SCISSOR ,trimming tailoring)) | pc
PL-TEKN-04654 | G00231 - Adhesive tape roll (Width : N/A; Color : N/A; Double-sided : ; Logo/Text : - extra: Adhesive tape roll(Width : large 50 mm, Color : Transparent, Double-sided ) | pc
PL-TEKN-04610 | G00231 - Adhesive tape roll (Width : N/A; Color : Transparent; Double-sided : No; Logo/Text : - extra: Adhesive tape rool Width : large; Color : Transparent; Double-sided ) | pc
PL-TEKN-04626 | G00470 - Thinner (Use : - extra: Thinner (spec: Use : cleaning solvent - extra: Ethyl Acetate, cleaning solvent, water color))) | l
PL-UKHI-10880 | G00471 - Nail (weight) (Use : usally use for shoe; Size : 1.5 - extra: Shoe Nail: length 1.5 inch, use : usally use for shoe, Color: Black We Need 8 Box) | Box Box of 375 gm
PL-TEKN-04649 | G00476 - Glue (Use : N/A - extra: Glue(Use : National Glue Tin-10L)) | l
PL-UKHI-10820 | G00476 - Glue (Use : PVC - extra: 20 L Glue Tin for attachment soft pading velcro in orfit National Solution) We need 2 tin ( 1 Tin in 20 L) Must be needed to sample check by P&O at Ukhiya Office) | Lit (20 lit 2 Tin)
PL-TEKN-04630 | G00481 - Hex bolt with nut (Diameter : N/A; Length : N/A; Material : N/A; Form : - extra: Hex bolt with nut (spec: Diameter : 3; Length : 2.4mm; Material : Metal; Form : - extra: Nut, Screw with washer (Diameter-3mm, height- 2.4mm))) | pc
PL-UKHI-10830 | G00486 - Anti rust bottle (Form : Spray - extra: Anti rust bottle WD 40 Spray ( Spec: liquid spray, rust remover for metal use))) | pc
PL-TEKN-04618 | G00488 - Drill bit (Use : N/A; Diameter : N/A - extra: Drill bit (spec: Use : Orthosis Device; Diameter : 3mm - extra: material: stainless steel)) | Set
PL-TEKN-04614 | G00488 - Drill bit (Use : N/A; Diameter : N/A - extra: Drill bit (spec: Use : Still; Diameter : 3 - extra: Drill bit (SS) 3MM)") | Set
PL-TEKN-04613 | G00488 - Drill bit (Use : N/A; Diameter : Still, Diameter 3 - extra Drill bit (SS) 5MM)" - extra: Drill bit (spec: Use : Still; Diameter : 3 - extra: Drill bit (SS) 5MM)") | Set
PL-TEKN-04653 | G00491 - Abrasive paper sheet (Grain : N/A; Dimension : - extra: Abrasive paper sheet(Grain : Medium, Dimension : Sand paper, - extra: Sandpaper Waterproof Abrasive Paper)) | pc
PL-UKHI-10842 | G00495 - Blade for cutter (Size : Large 18mm - extra: Large 18mm - extra: Brand: Deli Blade Color: Silver Material: Carbon tool steel Need 16 Box (10 pieces in one box)) | Box of 10 pc
PL-TEKN-04637 | G00495 - Blade for cutter (Size : N/A - extra: "G00495 - Blade for cutter (spec: Size : Large 18mm - extra: Brand: Deli Size: 18mm Blade Color: Silver Quantity: 10pcs/box Material: Carbon tool steel)") | pc
PL-UKHI-10841 | G00526 - Cutter (Size : Large 18mm; Material : Metal - extra: Size : Large 18mm, Metal Need Heavy Quality Anti Cutter.) | pc
PL-TEKN-04636 | G00526 - Cutter (Size : N/A; Material : - extra: Cutter (spec: Size : Large 18mm; Material : Metal - extra: Heavy Quality Anti Cutter.)") | pc
PL-UKHI-10853 | G00539 - Metallic brush (Use : for pop removing - extra: Plastic Handle Steel Wire Brush (spec: for pop removing, Material : wood/plastics with galvanized steel wire nails and good quality) L-290mm, W-30mm, H-15mm) | pc
PL-UKHI-10839 | G00540 - Hammer (Type : Mecanician; Nail claw : Yes; Handle : Wood - extra: Hammer ,Type : Mecanician, Nail claw : , Handle : Wood, Need 200 gm) | pc
PL-UKHI-10840 | G00540 - Hammer (Type : Mecanician; Nail claw : Yes; Handle : Wood - extra: Hammer Type : Mecanician, Nail claw : , Handle : Wood, Need 500gm) | pc
PL-UKHI-10855 | G00549 - Measuring tape (Length : 5m; Type : Steel Tape - extra: Measuring Tape 5.0m Steel Tape (spec: Measuring Tape, Size: 5 Meter or 16 Feet, Materials: Heavy Materials-stainless steel, Unbreakable, Long-Lasting Easy carry, Durable, Self Lock, Easy to use)) | pc
PL-TEKN-04623 | G00628 - Pipe - galvanised (Length : N/A; Internal diameter : N/A; Finition : N/A; End : N/A; Nominal pressure : - extra: Pipe - galvanised (spec: Length : 20 feet; Internal diameter : 1""; Finition : Not Threaded; End : not; Nominal pressure : 10bars - extra: Hot dipped galvanized round steel pipe/gi pipe pre galvanized steel pipe galvanized tube) (comments: Total 200 Feet. | pc Per pc = 20 ft long
PL-UKHI-10848 | G00903 - Sewing needle (Size : 16 - extra: Sewing machine niddle Model: Jack, F4, Material : stainless steel, standard Size & strong) Niddle size: 16) | pc
PL-TEKN-04644 | G00904 - Sewing thread roll (Diameter : ; Material : ; Color : N/A - extra: (spec: Diameter : , Material : Fabric, Color : black, - extra: Large Size & strong)) | pc
PL-UKHI-10847 | G00904 - Sewing thread roll (Diameter : ; Material : Fabric; Color : Black - extra: Material : Fabric, Color : black, Large Size & strong)) | pc
PL-UKHI-10844 | G00907 - Sewing measuring tape ( - extra: Sewing measuring tape) Tailor's tape measure, length 150 cm, width 19 mm 5 feet | pc
PL-UKHI-10851 | G00998 - Pillow (Material : Inner fabrics composite possessed cotton Outer fabrics Cot; Dimension : 24"x18" - extra: Inner fabrics: composite possessed cotton Outer fabrics: Cotton (imported) Healthy, comfortable, washable, soft, perfect size, beautifully designed cover Dimension: 24"x18" Color: White (as per given picture)) | pc
PL-TEKN-04619 | G02459 - Sewing button (Size : Medium; Material : Metal; Color : - extra: Sewing button (spec: Size : Medium; Material : Metal; Color : Unspecific - extra: -Press Button for staps (one pack contains 500 pieces))) | pc (Pc of 500 )
PL-UKHI-10836 | G02459 - Sewing button (Size : Medium; Material : Metal; Color : Unspecific - extra: Size : Medium; Material : Metal; Color : Unspecific -Press Button for staps Need 10 Box (one Box contains 500 pieces) (comments: Must be check sample check.)) | Box (Box of 500 pc)
PL-TEKN-04646 | G02923 - Apron protection (Material : Fabric cloth; Reusable : Yes - extra: (spec: - extra: Pure Cotton with 2 pocket front side Size : 2 piece XL)) | pc
PL-TEKN-04635 | G03526 - Goniometer ( - extra: "G03526 - Goniometer (spec: Clear Plastic, Double arm)" ) | pc
PL-TEKN-04641 | G03566 - Plaster of paris - roll (Width (cm) : 7,5; Instrinsic spec. : Normal standard - with plaster of paris soaked in 25°C water, plaster sets within 150 seconds. Material fine knit cotton gauze embedded with plaster of paris. Bandage roll in sealed packaging, especially in wet areas. - extra: Plaster of paris - roll (spec: Width (cm) : 7,5; Instrinsic spec. : Normal standard - with plaster of paris soaked in 25°C water, plaster sets within 150 seconds.) Width-5 cm | pc
PL-TEKN-04642 | G03566 - Plaster of paris - roll (Width (cm) : 7,5; Instrinsic spec. : Normal standard - with plaster of paris soaked in 25°C water, plaster sets within 150 seconds. Material fine knit cotton gauze embedded with plaster of paris. Bandage roll in sealed packaging, especially in wet areas. - extra: Width (cm) : 7,5; Instrinsic spec. : Normal standard - with plaster of paris soaked in 25°C water, plaster sets within 150 seconds.) Width-7.5 cm | pc
PL-UKHI-10905 | G03867 - Wheelwright's plane (Blade size : 250mm - extra: Draw Knife 250 MM with 2 wooded handle) | pc
PL-TEKN-04645 | G03919 - Hole puncher (Diameter : - extra: spec: Diameter : 4mm) | pc
PL-TEKN-04640 | G03920 - Plaster of Paris powder (Weight : - extra: Plaster of Paris powder (spec: Weight : 25 Kg= 1 Beg - extra: Plaster of Paris(POP) Powder, (size:1beg=25kg, material white, BK-75))) | Beg (Per Beg =25 kg)
PL-TEKN-04639 | G03947 - Plaster mixing bowl ( - extra: " Plaster mixing bowl ( Plaster Mixing Bowl Flexible (Rubber))) | pc
PL-TEKN-04662 | G03961 - EVA foam (Thickness : - extra: Thickness : 1.5 mm, - extra: Color Blue) Thickness : 1.5 mm Length:Width-100:94 cm | pc
PL-TEKN-04660 | G03961 - EVA foam (Thickness : - extra: Thickness : 12 mm , Black Hard Eva 12mm) Thickness: 12 mm Length: Width-100:94 cm | pc
PL-UKHI-10823 | G03961 - EVA foam (Thickness : 12mm - extra: EVA foam( CRE materials) Use for orthopedic & prosthetic device Thickness : 12mm, Color: Olive, Hard Eva 12mm Size 4 feet /5 feet) Must be needed to sample check by P&O at Ukhiya Office) | pc
PL-UKHI-10910 | G03961 - EVA foam (Thickness : 3 mm - extra: EVA foam( CRE materials) Use for orthopedic & prosthetic device Thickness : 3 mm, Color: Olive, Hard Eva 12mm Size 4 feet /5 feet) Must be needed to sample check by P&O at Ukhiya Office) | pc
PL-TEKN-04661 | G03961 - EVA foam (Thickness : 3 mm) Thickness : 3 mm Length:Width-100:94 cm | pc
PL-UKHI-10906 | G03961 - EVA foam (Thickness : 3mm - extra: Soft Eva Foam 3mm Szie 4 feet /5 feet Colour - Yellow) | pc
PL-UKHI-10909 | G03961 - EVA foam (Thickness : 6 mm - extra: EVA foam( CRE materials) Use for orthopedic & prosthetic device Thickness : 12mm, Color: Olive, Hard Eva 12mm Size 4 feet /5 feet) Must be needed to sample check by P&O at Ukhiya Office) | pc
PL-TEKN-04657 | G03965 - Strap - Hoop - Loop (Rigid : ; Material : ; Elastic : ; With hoop and loop : - extra: Hoop - Loop(Rigid : , Material : Febrics , Elastic : Yes, With hoop and loop : Yes, - extra: Hook & Loop 1.5 inch)) | kit (set total 4 roll)
PL-TEKN-04658 | G03965 - Strap - Hoop - Loop (Rigid : ; Material : ; Elastic : ; With hoop and loop : - extra: Rigid : , Material : Febrics , Elastic : Yes, With hoop and loop : Yes, - extra: Hook & Loop 1 inch)) | kit (set total 4 roll)
PL-UKHI-10835 | G03965 - Strap - Hoop - Loop (Rigid : Yes; Material : Febric; Elastic : Yes; With hoop and loop : Yes - extra: Rigid : , Material : Fabric,Color :Black, Elastic : Yes, With hoop and loop : Yes, Hook & Loop 1.5 inch Like as 1.5 inch Velcro with rough & smooth inside.) | kit (Kit Means Roll) 1 kit = 1 pcs rough Hoop & 1 pcs smooth Loop
PL-UKHI-10834 | G03965 - Strap - Hoop - Loop (Rigid : Yes; Material : Febric; Elastic : Yes; With hoop and loop : Yes - extra: Rigid : Material : Fabric, Elastic : Yes, With hoop and loop : Yes, - Hook & Loop 1 inch Like as 1 inch Velcro with rough & smooth inside.) | kit (Kit Means Roll) 1 kit = 1 pcs rough Hoop & 1 pcs smooth Loop
PL-TEKN-04655 | G03969 - Velcro (Type : ; Width : ; Length : ; Color : - extra: Velcro(Type : Nilon Belt , Width : 1.5 inch, Length : , Color : , - extra: Nilon Belt 1.5 inch)) | Roll
PL-TEKN-04656 | G03969 - Velcro (Type : ; Width : ; Length : ; Color : - extra: As per FWA # 32 supplier 1) | Roll
PL-UKHI-10907 | G03969 - Velcro (Type : Nilon Belt; Width : 1.5; Length : ; Color : Black - extra: Nilon Belt , Width : 1.5 inch,Color : Black, Nilon Belt 1.5 inch Velcro 1.5inch Large Roll) | Roll
PL-UKHI-10908 | G03969 - Velcro (Type : Nilon Belt; Width : 1; Length : ; Color : Black - extra: Nilon Belt , Width : 1.5 inch,Color : Black, Nilon Belt 1 inch Velcro 1 inch Large Roll) | Roll
PL-TEKN-04622 | G03976 - Thermoformable plastics low temperature (Perforation : ; Color : - extra: "G03976 - Thermoformable plastics low temperature (spec: Perforation : Yes; Color : White - extra: Orfit Thermoplastic-2.4 mm) Size : 0.6 X0.45 x 0.0024M | pc
PL-TEKN-04621 | G03976 - Thermoformable plastics low temperature (Perforation : ; Color : - extra: "G03976 - Thermoformable plastics low temperature (spec: Perforation : Yes; Color : White - extra: - Orfit Thermoplastic-3.2 mm Size : 0.9X 0.45X0.0032M | pc
PL-UKHI-10735 | G03976 - Thermoformable plastics low-temperature (Perforation : Yes; Color : White - extra: - Orfit Thermoplastic Brand: Beijing Jingbo or similar 3.2mm_0.9X 0.45X0.0032M | pc
PL-UKHI-10736 | G03976 - Thermoformable plastics low-temperature (Perforation: Yes; Color: White - extra: Orfit Thermoplastic Brand: Beijing Jingbo or similar 2.4 mm_0.6 X0.45 x 0.0024M | pc
PL-UKHI-10828 | G03996 - Flat spare blade for ''SURFORM'' file ( - extra: Surform flat Surform (Flat with Handle) POP cutting tools. Must be needed to sample check by P&O at Ukhiya Office) | pc
PL-TEKN-04629 | G04043 - Steel Perlstein eccentric adjustable stop (Diameter (mm) : 6mm/0.24"; Set composition : Small plate welded on pip + toothed nut + screw; Instrinsic spec. : Perlstein eccentric adjustable stopper that limits the range of motion in the ankle - extra: Half round spare blade ''SURFORM'' ) | pc
PL-TEKN-04628 | G04052 - Surform round file ( - extra: Surform round file (spec: - extra: Without handle)) | pc
PL-UKHI-10827 | G04052 - Surform round file ( - extra: Surform round (Without handle) POP culling tools Must be needed to sample check by P&O at Ukhiya Office.)) | pc
PL-UKHI-10829 | G04073 - Half round spare blade ''SURFORM'' ( - extra: Half round spare blade ''SURFORM'' Without handle) | pc
PL-UKHI-10849 | G04139 - Dermographic pencil (Color : Blue - extra: Indebale Pencil for casting, Material : wood, document-proof colored pencil of the highest quality break-proof by special glueing, water-based varnish technology Please see the attached picture) | pc
PL-UKHI-10846 | G04412 - Welding Iron ( - extra: Generally named Tatal -150 W High Quality)) | pc
PL-TEKN-04647 | G04412 - Welding Iron ( - extra: Welding Iron) | pc
PL-TEKN-04638 | G04415 - Plaster moulding spatula "double end" ( - extra: Plaster moulding spatula ""double end"") | pc
PL-UKHI-10826 | G04429 - Spare rubber strips ( - extra: Spare rubber strips Rubber Sole Thickness 4 mm size : 4 feet /5 feet)) | pc
PL-TEKN-04650 | G04429 - Spare rubber strips ( - extra: Spare rubber strips( - extra: Rubber Sole )) | pc
PL-TEKN-04648 | G04567 - Tripod (shoemaker tool) ( - extra: Tripod (shoemaker tool)( - extra: TRIPOD, for shoes, shoes maker tool)) | pc
PL-TEKN-04659 | G04588 - Other equipment for orthopaedic centre (Description : D-Ring - extra: D-Ring 2 inch) | pc
PL-UKHI-10858 | G04589 - Other materials (Description : Cast Steel Bench Vise - extra: Cast Steel Bench Vise spec: Heavy Duty, Size: 20 Inch Materials:PE, Featurerobust cast steel Duly hardened and knurled jaw, 360° swivel base, Equipped with anvil and pipe jaw Finished with quality wrinkle green paint Please see the attached Picture) | pc
PL-UKHI-10850 | G04589 - Other materials (Description : Disposable Surgical Head Cap - extra: Disposable Surgical Head Cap (spec: for casting, Material : Non-woven clip cap, Disposable Surgical Head Cap; Suggested Use -Hospitals, Laboratories,Manufacturing) We need 10 box( each box in 100 Pcs Please see the attached picture) | Box of 100 pc
PL-UKHI-10911 | G04589 - Other materials (Description : D-Ring - extra: Description : D-Ring, shape: quadrangular - -Size-1 inch Need 6 Box(500 pieces in one Box) Must be needed sample check by P&O) | Box of 500 pc
PL-UKHI-10838 | G04589 - Other materials (Description : D-Ring - extra: Description : D-Ring, shape: quadrangular - -Size-1.5 inch Need 6 Box(500 pieces in one Box) Must be needed sample check by P&O) | Box of 500 pc
PL-TEKN-04620 | G04589 - Other materials (Description : N/A - extra: (spec: Description : D-Ring - extra: (spec: Description : D-Ring, shape: quadrangular - -Size-1.5 inch (500 pieces in one pack/kit))) | Box of 500 pc
PL-TEKN-04625 | G04589 - Other materials (Description : N/A - extra: (spec: Description : Glue pot with a brush - extra: Gluepot with a brush (Spec: Glue Pot 10 Liter Includes glue pot and lid, glue brush, small))) | Lit
PL-TEKN-04634 | G04590 - Other orthopedic components (Description : N/A - extra: Other orthopedic components (spec: Description : Side Bar, Drop lock- 3mm - extra: Materials: Aluminum, sizes - child, thickness -3 mm ))) | pc
PL-TEKN-04633 | G04590 - Other orthopedic components (Description : N/A - extra: Other orthopedic components (spec: Description : Side Bar, Drop lock- 4 mm - extra: Materials: Aluminum, sizes - child, thickness -4 mm ))) | pc
PL-TEKN-04651 | G04618 - Cosmetic sock (Type : BK; Color : ; Material : - extra: Cosmetic sock(Type : BK, Color : WHITE , Material : FEBRIC, - extra: Stokineet 7.5 CM)) | Pair
PL-TEKN-04652 | G04618 - Cosmetic sock (Type : BK; Color : ; Material : - extra: Cosmetic sock(Type : BK, Color : White, Material : Febric , - extra: Stokineet 5 cm )) | Pair
PL-UKHI-10825 | G04618 - Cosmetic sock (Type : BK; Color : White; Material : Febric - extra: Cosmetic sock Stockinette 7.5 cm (Each roll 5 pound) Must be needed to sample check by P&O at Ukhiya Office) | Roll (Each Roll 5 pound)
PL-UKHI-10824 | G04618 - Cosmetic sock (Type : BK; Color : White; Material : Febric - extra: Stockinette 5 cm) (Each roll 5 pound) Must be needed to sample check by P&O at Ukhiya Office) | Roll (Each Roll 5 pound)
PL-TEKN-04627 | G04644 - Surform planerfile ( - extra: Surform planerfile (spec: - extra: Surform File (Flat with Handle) spec: metal cutting tools, metal frame with plastic handle))) | pc
PL-TEKN-04631 | G04840 - Rivet (Material : N/A; Diameter (mm) : N/A; Lenght (mm) : N/A - extra: Rivet (spec: Material : Copper; Diameter (mm) : Head-6mm; Lenght (mm) : 3 mm - extra: Materials: Copper Size-3mm, Head dia-6mm, Head shape: Flat, round)) | pc
PL-TEKN-04632 | G04840 - Rivet (Material : N/A; Diameter (mm) : N/A; Lenght (mm) : N/A - extra: Rivet (spec: Material : Copper; Diameter (mm) : Head-8mm; Lenght (mm) : 4 mm - extra: Materials: Copper Size-4mm, Head dia-8mm, Head shape: Flat, round)) | pc
PL-UKHI-11375 | G02459 - Sewing button (spec: Size : ; Material : steel; Color : white - extra: Sewing button (spec: Size : Medium, Material : Metal, Color : , - extra: Press Button for straps 0ne pack contains 500 pieces) | kit Kit of 500 pc
PL-UKHI-11374 | G03519 - Treatment table (spec: Backrest : Adjustable; Frame material : Metal; Foldable (transportable) : No; Cover material : PVC; Height adjustable (mechanic) : - extra: constructed of composite board frames, beech wood legs and spongy cushion covered by PVC leather. Table Unfold Size: 83.9 x 32.3 x 25.2-33.7 inches (L x W x H), Folding Size: 36.4 x 23.6 x 7.3 inches (L x W x H), Headrest Size: 11 x 10.4 x 2.8 inches (L x W x H), Armrest Size: 13.8 x 4.3 x 2 inches (L x W x H), The Thickness of Sponge: 2 inches)) | pc
PL-UKHI-11373 | G03976 - Thermoformable plastics low temperature (spec: Perforation : Yes; Color : Color White - extra: Thermoformable plastics low temperature (spec: Perforation : , Color : , - extra: Orfit Thermoplastic-3.2 mm) no need oven to melt this.only boiling in the water we prepare orthosis.) | pc
PL-UKHI-11372 | G03969 - Velcro (spec: Type : ; Width : 1 Inch; Length : ; Color : Black - extra: (spec: Type : Nylon Belt, Width : 1 INCH, Length : , Color : , - extra: Nylon Belt 1 inch Large roll)) | pc
PL-UKHI-11371 | G03965 - Strap - Hoop - Loop (spec: Rigid : ; Material : ; Elastic : ; With hoop and loop : - extra: (spec: Rigid : , Material : Fabric, Elastic : Yes, With hoop and loop : Yes, - extra: Hook & Loop 1 inch Like as 1 inch Velcro but will have elasticity)) | kit
PL-UKHI-11370 | G04588 - Other equipment for orthopaedic centre (spec: Description : D-ring - extra: (spec: Description : D-Ring, - extra: D-Ring 1.5 inch 500 pieces in one pack/kit)) | pc
| G00231 - Adhesive tape roll (spec: Width : large; Color : Transparent; Double-sided : No; Logo/Text : ) | pc
| G00296 - School paint - brush (spec: Size : 1 Inch) | pc
| G00490 - Blade for hacksaw (spec: Size : ; Use : ) | pc
| G00220 - Ruler (spec: Length : 2 feet; Material : Metal) | pc
| G00488 - Drill bit (spec: Use : Still; Diameter : 3 - extra: Drill bit (SS) 5MM) | pc
| G00488 - Drill bit (spec: Use : Still; Diameter : 3 - extra: Drill bit (SS) 3MM) | pc
| G00488 - Drill bit (spec: Use : Still; Diameter : 5 - extra: Flat Drill bit) | pc
| G04448 - Anatomical model - Skeleton (spec: Part of the body : full body; Size (cm) : large; Weight (g) : ; Moving joint : Yes - extra: Plastics skeleton, full ) | pc
| G02456 - Massage baby doll (spec: Description : Large size Human doll - extra: The doll is made of cotton ) | pc
| G03961 - EVA foam (spec: Thickness : 2*3*6 - extra: Hard Foam(PEO) 2''x3'x6' ) | pc
| G03961 - EVA foam (spec: Thickness : 2*3*6 - extra: Soft Foam(PEO) 2''x3'x6') | pc
| G00488 - Drill bit (spec: Use : Orthosis Device; Diameter : 3mm - extra: material: stainless steel) (comments: Must be needed sample check by P & O) | pc
| G02459 - Sewing button (spec: Size : Medium; Material : Metal; Color : Unspecific - extra: -Press Button for staps (one pack contains 500 pieces)) (comments: Must be check sample check.) | Box of 500 pc
| G04589 - Other materials (spec: Description : D-Ring - extra: (spec: Description : D-Ring, shape: quadrangular - -Size-1.5 inch (500 pieces in one pack/kit)) (comments: Must be needed sample check by P & O) | Box of 500 pc
| G03976 - Thermoformable plastics low temperature (spec: Perforation : Yes; Color : White - extra: - Orfit Thermoplastic-3.2 mm -4 feet / 5 feet) (comments: Must be need sample check) | pc
| G03976 - Thermoformable plastics low temperature (spec: Perforation : Yes; Color : White - extra: Orfit Thermoplastic-2.4 mm) (comments: Must be need sample check) | pc
| G00628 - Pipe - galvanised (spec: Length : 20 feet; Internal diameter : 1"; Finition : Not Threaded; End : not; Nominal pressure : 10bars - extra: Hot dipped galvanized round steel pipe/gi pipe pre galvanized steel pipe galvanized tube) (comments: Total 200 Feet. 20 feet/Pipe * 10 Pices = 200 Feet.) | pc
| G02538 - Other fuel (spec: Description : Oil/lubricant for Sewing Machine - extra: Oil/lubricant for Sewing Machine. 1L bottle) (comments: Must be needed to sample check by P&O at Ukhiya Office.) | Bottle of 1 lit
| G02548 - Other cleaning item (spec: Description : Plastic Mug with handle-2L - extra: RFL or similar Mug Design Heavy Blue 2L Material: Vergin material (Poly Propylene) Capacity: 2 Litter Color: As given picture) (comments: Must be needed to sample check by P&O at Ukhiya Office.) | pc
| G00558 - Paint brush (spec: Form : Flat; Size : 1 Inch; Paint Type : Glue - extra: Spec: Glue brush, wooden handle, 1 inch) (comments: Must be needed to sample check by P&O at Ukhiya Office.) | pc
| G04589 - Other materials (spec: Description : Glue pot with a brush - extra: Gluepot with a brush (Spec: Glue Pot 0.9 Liter Includes glue pot and lid, glue brush, small)) (comments: Must be needed to sample check by P&O at Ukhiya Office.) | pc
| G00470 - Thinner (spec: Use : cleaning solvent - extra: Ethyl Acetate, cleaning solvent, water color)) (comments: Must be needed to sample check by P&O at Ukhiya Office.) | Jerrycan de 5 l
| G00486 - Anti rust bottle (spec: Form : Spray - extra: WD 40 Spray ( Spec: liquid spray, rust remover for metal use)) (comments: Must be needed to sample check by P&O at Ukhiya Office.) | Bottle de 1 pc
| G04644 - Surform planerfile (spec: - extra: Surform File (Flat with Handle) spec: metal cutting tools, metal frame with plastic handle)) (comments: Must be needed to sample check by P&O at Ukhiya Office.) | pc
| G04052 - Surform round file (spec: - extra: Without handle) (comments: Must be needed to sample check by P&O at Ukhiya Office.) | pc
| G04073 - Half round spare blade ''SURFORM'' | pc
| G00481 - Hex bolt with nut (spec: Diameter : 3; Length : 2.4mm; Material : Metal; Form : - extra: Nut, Screw with washer (Diameter-3mm, height- 2.4mm)) (comments: Must be needed to sample check by P&O at Ukhiya Office.) | pc
| G04840 - Rivet (spec: Material : Copper; Diameter (mm) : Head-6mm; Lenght (mm) : 3 mm - extra: Materials: Copper Size-3mm, Head dia-6mm, Head shape: Flat, round) (comments: Must be needed to sample check by P&O at Ukhiya Office.) | pc
| G04840 - Rivet (spec: Material : Copper; Diameter (mm) : Head-8mm; Lenght (mm) : 4 mm - extra: Materials: Copper Size-4mm, Head dia-8mm, Head shape: Flat, round) (comments: Must be needed to sample check by P&O at Ukhiya Office.) | pc
| G04590 - Other orthopedic components (spec: Description : Side Bar, Drop lock- 4 mm - extra: Materials: Aluminum, sizes - child, thickness -4 mm )) (comments: Must be needed to sample check by P&O at Ukhiya Office.) | Pair of 2 pc
| G04590 - Other orthopedic components (spec: Description : Side Bar, Drop lock- 3mm - extra: Materials: Aluminum, sizes - child, thickness -3 mm )) (comments: Must be needed to sample check by P&O at Ukhiya Office.) | Pair of 2 pc
| G03526 - Goniometer (spec: - extra: Clear Plastic, Double arm) | pc
| G00526 - Cutter (spec: Size : Large 18mm; Material : Metal - extra: Heavy Quality Anti Cutter.) | pc
| G00495 - Blade for cutter (spec: Size : Large 18mm - extra: Brand: Deli Size: 18mm Blade Color: Silver Quantity: 10pcs/box Material: Carbon tool steel) | Box of 10 pc
| G00562 - Bucket (spec: Material : Plastic; Capacity : 30L; Lid : Yes; Handle : Yes plastic handle; Tap : No; Color : Any; Food-grade quality : Yes - extra: RFL of similar Plastic Bucket 30L with Handle and Lid.) | pc
| G00127 - Bowl (spec: Material : Plastic - extra: RFL or similar Plastic Large size Bowl- 25L) | pc
| G04415 - Plaster moulding spatula "double end" (comments: Must be needed to sample check by P&O at Ukhiya Office.) | pc
| G03947 - Plaster mixing bowl (spec: - extra: Plaster Mixing Bowl Flexible (Rubber)) (comments: Must be needed to sample check by P&O at Ukhiya Office.) | pc
| G03920 - Plaster of Paris powder (spec: Weight : 25 Kg= 1 Beg - extra: Plaster of Paris(POP) Powder, (size:1beg=25kg, material white, BK-75)) (comments: Must be needed sample check by P&O Technician at Ukhiya Office.) | Bag of 25 kg
| G03566 - Plaster of paris - roll (spec: Width (cm) : 7,5; Instrinsic spec. : Normal standard - with plaster of paris soaked in 25°C water, plaster sets within 150 seconds. Material fine knit cotton gauze embedded with plaster of paris. Bandage roll in sealed packaging, especially in wet areas. - extra: Plaster of Paris bandage, Size: 6 inches, Adhesiveness: , - extra: Preferable flamingo Brand)) (comments: Must be needed to sample check at Ukhiya Office by P&O Technician) | pc
| G03566 - Plaster of paris - roll (spec: Width (cm) : 7,5; Instrinsic spec. : Normal standard - with plaster of paris soaked in 25°C water, plaster sets within 150 seconds. Material fine knit cotton gauze embedded with plaster of paris. Bandage roll in sealed packaging, especially in wet areas. - extra: Plaster of Paris bandage, Size: 4 inches, Adhesiveness: , - extra: Preferable flamingo Brand)) (comments: Must be needed to sample check at Ukhiya Office by P&O Technician) | pc

## SBA (2) (hidden)
|  | SUMMARY BID ANALYSIS | [8 empty] | Country Code | BGD
[11 empty] | PSR REF: | PSR BGD-2023-UKHI-148 PSR BGD-2023-UKHI-151
HANDICAP INTERNATIONAL (HUMANITY & INCLUSION) |  |  |  |  | DATE OF ANALYSIS: |  | 2025-03-17 |  |  |  | MARKET: | Toy Items
BANGLADESH | [10 empty] | PD REF : | PD-UKHI-00667
[5 empty] | Supplier # 1 BAZ CORPORATION 60 Jubilee Road, Anayet Bazar, Chattogram Cell: 01833-945005, 01819-533017 |  |  | Supplier # 2 CERES 101 Bir Uttam C R Dutta road, Dhaka 1205 Cell: +8801-711540681 |  |  | Supplier # 3 Rafi Enterprise Hasam Complex,2nd floor, Boro bazar,Cox's Bazar Cell: 01816-232723
Line N° | Description of Goods / Services / Works (detail technical specification) |  | Qty | Unit | Supplier Specification | Unit Price | TOTAL | Supplier Specification | Unit Price | TOTAL | Supplier Specification | Unit Price | TOTAL
1 | G01042 - Toy - coordination & concentration (spec: Description : Cognition Cards Multi-style Cartoon Shape Animal, Minimum age : , - extra: Children Cognition Cards Multi-style Cartoon Shape Animal Colour Learning FlashCards Kids Education Materials Learning Toy. Product details of Children Cognition Cards Multi-style Cartoon Shape Animal Colour Learning FlashCards Kids Education Materials Learning Toy Feature: 100% brand new quality Educational cards specially designed for children to help them learn knowledge Sleek design will not harm your child's skin A variety of colors enhance children's discrimination ability Made of environmentally friendly materials, durable Rich and diverse cards can improve children's intelligence Description: Product material: paper Card color: color Product packaging: boxed Product weight: about 100g The product contains: 36 x cards) |  | 20 | pc |  | 180 | 3600 |  | 275 | 5500 |  | 85 | 1700
2 | G01042 - Toy - coordination & concentration (spec: Description : education toys eggs shape smart toy puzzle, Minimum age : , - extra: Kids early education toys eggs shape smart toy puzzle. Product details of Kids early education toys eggs shape smart toy puzzle Type:Other Educational Toys Gender:Unisex Age Range:2 to 4 Years, 5 to 7 years, 8 to 13 Years Place of Origin:Guangdong, China Product Name:Matching eggs toy Material:Plastic Size:30*10*7cm Weight:600g Color:Yellow/Orange Usage:Preschool Eductional Toys) |  | 20 | pc |  | 320 | 6400 |  | 1450 | 29000 |  | 104 | 2080
3 | G00180 - Tongue depressor (spec: Material : Tongue Depressors Wooden, Sterile : , - extra: "Color: Brown, Just like Ice Cream Sticks Stick Dimension: 11 × 1 cm") |  | 20 | kit |  | 40 | 800 |  | 190 | 3800 |  | 400 | 8000
4 | G00294 - Colored drawing pens - pack (spec: Number of pieces : By 12, Length : Long, - extra: Uni-fine Water Colour Sign Pen 12Pcs - MultiColour Multi Colour Sign Pen 12 Colour Quality is Good) |  | 20 | pc |  | 95 | 1900 |  | 95 | 1900 |  | 350 | 7000
5 | S01672 - Animals wooden puzzle Toy - coordination & concentration (spec: Description : Animals wooden puzzle, Minimum age : 12 months, ) (comments: Exclusive Kids wooden puzzle animals Toy for kids. Material: Wooden Minimum Age: 2 years Skillset: Hand & Eye Co-ordination, Creativity & Imagination, Reading & Writing, Memory Building, Motor Skills, Color & Shape Recognition, Attention Span Building, Curiosity Building, General Knowledge, Sensory Development Type: Learning Puzzles, Wooden Puzzles, Pegged Puzzles) |  | 20 | pc |  | 198 | 3960 |  | 235 | 4700 |  | 208 | 4160
6 | G00293 - Colored pencils - pack (spec: Number of pieces : By 18, Length : Short, - extra: Oil Pastels 18/24 Color Environmentally Friendly Non-toxic Crayons. Soft Texture Enables Smooth Drawing And Blending For A Wide Variety Of Effects. Dimensions:(The set size of the package is 14.5 inches wide and 8.5 cm long. A total of 12 sets)) |  | 20 | pc |  | 120 | 2400 |  | 185 | 3700 |  | 78 | 1560
7 | G03879 - Moulding clay (spec: Pots size : Medium , High quality : Yes, - extra: Play Dough/Clay, Non-toxic, Safe, Non-irritating, Eco-friendly material, good for kids' health., Suitable age: 3 years or above) |  | 20 | pc |  | 165 | 3300 |  | 195 | 3900 |  | 195 | 3900
8 | G00757 - Protective goggles (spec: Use : Magnifier, - extra: Magnifying Glass: Hand Magnifying glass 90 mm Small Size glass, Magnification Ratio: 5.0 x 10 x, Color: Orange + Green Made by: ABS + Glass with Heavy Construction, Pocket Size Smart Magnifying Glass" Assistance for children with visual impairment to have the printed letters and number in any book or other medium at an accessible magnification.) |  | 20 | pc |  | 230 | 4600 |  | 205 | 4100 |  | 210 | 4200
9 | G01043 - Toy - symbolism (spec: Description : Plastic Small Kids Set (Fruit or Animal Set), Minimum age : , - extra: Fruit / Animal set, Multicolor, Material: Plastic, Quality: Food Graded• Toxicity: Non-toxic. Item- Fruits / Animal (Any one item)) |  | 20 | pc |  | 320 | 6400 |  | 210 | 4200 |  | 754 | 15080
10 | G01042 - Toy - coordination & concentration (spec: Description : Connect 4 Game Set; Minimum age : 6-12 - extra: Connect 4 Game Classic Master Foldable Kids Children Leisure Line Up Row Board Puzzle Toys Gifts Board Game. Materials : Plastic, Size: 215x185x35mm (Folded), 215x185x160mm (expanded)) |  | 20 | pc |  | 175 | 3500 |  | 220 | 4400 |  | 111 | 2220
11 | G00056 - Basket (spec: Description : Plastic Basket - extra: Brand: Tel Plastic, Product type: Round basket, Material: Polypropylene Dimension: L-40 x W-40 x H-38 cm)) |  | 20 | pc |  | 85 | 1700 |  | 130 | 2600 |  | 60 | 1200
12 | G00311 - Sport accessory (spec: Description : Plastic Cricket Stamp - extra: Plastic Cricket Stamp - Colorful Type: Plastic Ideal For: Men;Women;Girls;Boys Color: Colorful Material: Plastic Base Material: Plastic Bails: Yes Easy to Carry) |  | 20 | kit |  | 230 | 4600 |  | 290 | 5800 |  | 208 | 4160
13 | G00311 - Sport accessory (spec: Description : Cricket Bat - extra: Material-Wooden, Size- for children aged 6-12, medium.) |  | 40 | pc |  | 285 | 11400 |  | 475 | 19000 |  | 195 | 7800
14 | G00917 - Design / Decoration item (spec: Description : Balloon - extra: Size-Medium. Colorful, Round-Shape. Quality-Best & Best.) |  | 30 | kit |  | 99 | 2970 |  | 260 | 7800 |  | 105 | 3150
15 | G00757 - Protective goggles (spec: Use : Eye Mask/ Black Cloth - extra: • Type: Eye Mask• Material: Cotton/ Polyester• Size: 23 X 8.7 cm/ 9 X 3.4 inches• Quantity: 1 x Eye Patch• Style: Sleeping Eye Mask• Material: Plush• Country/Region of manufacture: China. Used for kanamachi game, Harivanga game, walking with trust etc.) |  | 20 | pc |  | 120 | 2400 |  | 90 | 1800 |  | 156 | 3120
16 | G01042 - Toy - coordination & concentration (spec: Description : Football; Minimum age : 6-18 - extra: "• Product Type: Football Colorful • Material: Original PU • Non Stitched • Surface: Plain with bladder • Size: 3 (10-12 Ounce), 5 (14-16 Ounce) • Good Shape and Durable, soft, Inflatable Natural Soft Tested 100% Rubber Buytle Bladder with Air Lock System; • 100 % Thermo bonded for Accuracy and Good Control on Balls; • Football Net & Pin for pumping air.) |  | 2 | pc |  | 330 | 660 |  | 425 | 850 |  | 410 | 820
17 | G01044 - Toy - psychomotricity (spec: Description : Hula hoops; Minimum age : - extra: Detachable Wave Hula HoopWith 8 detachable sectionColor: Rainbow color Material: PPDiameter Size: 80 cm, Measurement per detachable section: 33 cm x 2.5 cm. Use in Ring Jump games and others that helps in calorie burn, builds core strength, work the lower body, improve posture, burn body fat, boost the cardiovascular system.) |  | 100 | pc |  | 100 | 10000 |  | 650 | 65000 |  | 130 | 13000
18 | G01042 - Toy - coordination & concentration (spec: Description : Marble; Minimum age : - extra: Marble, 1 cm (1⁄2 in) in diameter, range from less than 1 mm (1⁄30 in) to over 8 cm (3 in). Will be used for the marble race and counting for kids.) |  | 300 | pc |  | 6 | 1800 |  | 3 | 900 |  | 4 | 1200
19 | G01042 - Toy - coordination & concentration (spec: Description : Tennis Ball; Minimum age : - extra: Extra Duty ideal for longer play on hard court surfaces, Natural rubber for consistent feel and reduced shock, Interlocked wool fiber for longer wear, Deep elastic seams for reduced cracking, The official diameter as 6.54–6.86 cm (2.57–2.70 inches). Balls must have masses in the range 56.0–59.4 g (1.98–2.10 ounces). ) |  | 120 | pc |  | 45 | 5400 |  | 45 | 5400 |  | 72 | 8640
20 | G01042 - Toy - coordination & concentration (spec: Description : Hand Pumper Machine; Minimum age : - extra: • Product Type: Mini Cycle / Football Pumper • Made of very good material • For Bicycles, Rafts, balloons, Basketball, Football and other sports balls. • Ball And Bladder Needles Included For Filling Air In Sports Ball Durability. • Light And Handy Over sized handles provide comfort Top quality product • Hand pump for various kinds of bike and e-bike • Material: steel, plastic and aluminum alloy • Suitable for inflating • Measures: 50 x 350 mm.) |  | 20 | pc |  | 290 | 5800 |  | 275 | 5500 |  | 286 | 5720
21 | G01042 - Toy - coordination & concentration (spec: Description : Football; Minimum age : - extra: • Product Type: Football Colorful • Material: Original PU • Non Stitched • Surface: Plain with bladder • Size: 3 (10-12 Ounce), 5 (14-16 Ounce) • Good Shape and Durable, soft, Inflatable Natural Soft Tested 100% Rubber Buytle Bladder with Air Lock System; • 100 % Thermo bonded for Accuracy and Good Control on Balls; • Football Net & Pin for pumping air) |  | 20 | pc |  | 330 | 6600 |  | 425 | 8500 |  | 410 | 8200
22 | G01042 - Toy - coordination & concentration (spec: Description : Fishing Game; Minimum age : - extra: Catch the most fish with fishing rods from rotating fishpond! The fish open and close their mouth while the fishing board spins.Multiplayer fast-action fishing game for 1-4 players. Includes motorized spinning game board, 4 non-magnetic fishing poles and 21 fish.With catchy music & flashing LED lights (music can be turned off).Made of BPA-free, high-quality, safe, and non-toxic materials.Game board measures 10.5 x 10.5 x 1.5 inches.) |  | 20 | pc |  | 250 | 5000 |  | 315 | 6300 |  | 380 | 7600
23 | G01042 - Toy - coordination & concentration (spec: Description : Skipping Rope; Minimum age : - extra: • 10 Feet Long/7 Feet Long • 8 mm Thickness • Comfortable Handle • Easy To Use • Multicolor Variation • Premium quality • Adjustable) |  | 100 | pc |  | 59 | 5900 |  | 85 | 8500 |  | 65 | 6500
24 | G01042 - Toy - coordination & concentration (spec: Description: Magnetic Dartboard; Minimum age : - extra: Product type: Magnetic Dartboard 6 Pcs Magnetic Dart Pins Durable Board rolls up and is stored in its own tube) |  | 20 | pc |  | 850 | 17000 |  | 750 | 15000 |  | 780 | 15600
25 | G01043 - Toy - symbolism (spec: Description : Plastic Kitchen set; Minimum age : 3 years above - extra: Type: Pretend Play, Age: Above 3 Years, Material: Plastic, Available Color: Red Package weight: 100 gm) |  | 20 | pc |  | 100 | 2000 |  | 275 | 5500 |  | 140 | 2800
26 | G01821 - Whistle (spec: - extra: • FIT FOR – School training, basketball, soccer, football,Rugby,volleyball and other sport.• Perfect for the coaches, referee, football coach, basketball, soccer, hockey.) |  | 22 | pc |  | 20 | 440 |  | 75 | 1650 |  | 78 | 1716
27 | G00757 - Protective goggles (spec: Use : Eye Mask/ Black Cloth - extra: • Type: Eye Mask• Material: Cotton/ Polyester• Size: 23 X 8.7 cm/ 9 X 3.4 inches• Quantity: 1 x Eye Patch• Style: Sleeping Eye Mask• Material: Plush• Country/Region of manufacture: China. Used for kanamachi game, Harivanga game, walking with trust etc.) |  | 20 | pc |  | 120 | 2400 |  | 90 | 1800 |  | 156 | 3120
28 | G01042 - Toy - coordination & concentration (spec: Description : Tennis Ball; Minimum age : - extra: Extra Duty ideal for longer play on hard court surfaces, Natural rubber for consistent feel and reduced shock, Interlocked wool fiber for longer wear, Deep elastic seams for reduced cracking, The official diameter as 6.54–6.86 cm (2.57–2.70 inches). Balls must have masses in the range 56.0–59.4 g (1.98–2.10 ounces). ) |  | 54 | pc |  | 45 | 2430 |  | 45 | 2430 |  | 72 | 3888
29 | G01042 - Toy - coordination & concentration (spec: Description : Fishing Game; Minimum age : - extra: Catch the most fish with fishing rods from rotating fishpond! The fish open and close their mouth while the fishing board spins.Multiplayer fast-action fishing game for 1-4 players. Includes motorized spinning game board, 4 non-magnetic fishing poles and 21 fish.With catchy music & flashing LED lights (music can be turned off).Made of BPA-free, high-quality, safe, and non-toxic materials.Game board measures 10.5 x 10.5 x 1.5 inches.) |  | 50 | pc |  | 250 | 12500 |  | 315 | 15750 |  | 380 | 19000
30 | G01821 - Whistle (spec: - extra: • FIT FOR – School training, basketball, soccer, football,Rugby,volleyball and other sport.• Perfect for the coaches, referee, football coach, basketball, soccer, hockey.) |  | 10 | pc |  | 20 | 200 |  | 75 | 750 |  | 78 | 780
31 | G01043 - Toy - symbolism (spec: Description : Plastic Kitchen set; Minimum age : 3 years above - extra: Type: Pretend Play, Age: Above 3 Years, Material: Plastic, Available Color: Red Package weight: 100 gm) |  | 50 | pc |  | 100 | 5000 |  | 275 | 13750 |  | 140 | 7000
Currency Exchange Rate / USD : Currency Exchange Rate/ Euros : |  | TOTAL Including Taxes (VAT & Tax) |  |  | 143060 |  |  | 259780 |  |  | 174914
|  | Discount |  | 0% | 0 |  |  | 0 |  |  | 0
|  | TOTAL Including Taxes (VAT & Tax) after Discount |  |  | 143060 |  |  | 259780 |  |  | 174914
|  | VAT |  | 7.5% | 9981 |  |  | 18124 |  |  | 12203
|  | TAX |  | 3% | 3992 |  |  | 7250 |  |  | 4881
|  | Total NET to pay after Taxes (Excluding VAT & Tax) |  |  | 129087 |  |  | 234406 |  |  | 157830
|  | CURRENCY |  |  | BDT |  |  | BDT |  |  | BDT
CRITERIA |  |  | HINTS
Compliance with Technical specification |  |  | (Y / N / Partial) |  | Y |  |  | Y |  |  | Partial
Supplier Business registration |  |  | (Y / N) |  | Y |  |  | Y |  |  | Y
Supplier Nationality |  |  | (Specify) |  | Bangladeshi |  |  | Bangladeshi |  |  | Bangladeshi
Supplier Identification Form / No. |  |  | (Y / N) |  | Y |  |  | Y |  |  | Y
Supplier accepted "HI General Purchase Term" |  |  | (Y / N) |  | Y |  |  | Y |  |  | Y
Supplier interested to engage for Framework Agreement |  |  | (Y / N / NA) |  | N/A |  |  | N/A |  |  | N/A
Quotation Validity period |  |  | (Specify, in month) |  | 6 Months |  |  | 30 Days |  |  | 4 Months
Delivery Lead Time |  |  | (Specify, in day) |  | 5-7 Working Days |  |  | 2 Weeks |  |  | 7 Days
Delivery Place (HI) |  |  | (Specify) |  | HI Ukhiya office |  |  | HI Ukhiya office |  |  | HI Ukhiya office
Delivery Cost to destination |  |  | (Including / Excluding) |  | Including |  |  | Including |  |  | Including
Sample provided (if applicable) |  |  | (Y / N / NA) |  | N/A |  |  | N/A |  |  | N/A
Payment Terms (after delivery / advance ...) |  |  | (Specify) |  | After Delivery |  |  | After Delivery |  |  | After Delivery
Payment modality (bank transfer, cheque, cash) |  |  | (Specify) |  | Bank Transfer |  |  | Bank Transfer |  |  | Bank Transfer
TO COMPULSORY FILL IN (selected supplier and detailed justification of choice) :
Administrative compliance: |  | In reference to the PSR BGD-2023-UKHI-148,151 to Procure Toys items dated 08 May 2023, RFQ was issued to 4 (Four) suppliers of the Market. Among them, 3 suppliers submitted their offers & SBA was prepared accordingly respecting this, their current offer is described in the following way:- Supplier 1: BAZ CORPORATION: They are the overall lowest bidder. Their mentioned delivery lead time is 5-7 working days and the offer validity is 06 Months. They met all other administrative compliance. Supplier 2: CERES: They are the overall third lowest bidder. Their mentioned delivery lead time is 2 weeks, and the offer validity is 30 Days. They met all other administrative compliance. Supplier 3: Rafi Enterprise: They are the overall second lowest bidder. Their mentioned delivery lead time is 7 days and the offer validity is 4 months. They met all other administrative compliance.
Technical specifications: |  | Specification mentioned Picture attached in the RFQ
Selection criteria: |  | Lowest Price after fulfilling Technical Specifications based on the Sample picture Check.
After the above analysis, it is found that Supplier 1: BAZ CORPORATION is the overall lowest bidder based on the sample picture checking as those meet HI requirements, So considering all these aspects it is recommended to reward BAZ CORPORATION for all the materials listed here & SPO will be issued accordingly.
|  | Applicant |  |  | Applicant |  |  | DESIGNATED BUDGET SIGNATORY |  |  | DESIGNATED PURCHASE SIGNATORY
FULL NAME : |  |  |  |  | Md. Amanulla Tarek |  |  | Hatem ALI |  |  | Appolo BARUA
POSITION : |  |  |  |  | Education Officer |  |  | Senior Project Manager |  |  | Sr Supply Chain Officer
SIGNATURE & STAMP :
DATE :
*If required: applicable when the quotations received do not allow the final selection of the supplier
2
8
26
31
Note on B5: Rajib DAKUA: Select from the list
Note on G40: Rajib DAKUA: fill out the percentage
Note on G42: Rajib DAKUA: Fill out the percentage
Note on G43: Rajib DAKUA: Fill out the percentage